{"text_format":"3","workbook":"xlsx","n_sheets":3,"sheets":["AQUAFILTER registrace","AQUAFILTER cenik","AQUAFILTER objednávka"],"not_rendered":{"images":332,"macros":1},"read":"whole","date_system":"1900"}

{"sheet":"AQUAFILTER registrace","index":0,"n_rows":11,"n_cols":10,"rows_kept":11,"merged":[[2,4,2,6],[3,5,3,10],[4,5,4,10],[5,5,5,10],[6,5,6,10],[7,5,7,10],[8,5,8,10],[9,5,9,10],[10,5,10,6],[10,7,10,8],[10,9,10,10],[14,1,14,2],[14,3,14,5],[14,6,14,7],[14,9,14,10],[15,1,15,2],[15,3,15,5],[15,6,15,7],[15,9,15,10],[16,5,16,10]]}
["AQUAFILTER – registrace"]
[]
[null,"Dodavatel:",null,null,"Zákazník:"]
[null,"Genova Bohemia spol. s.r.o.",null,null,"Firma","zde vyplňte"]
[null,"zastoupení  AQUAFILTER v ČR",null,null,"Ulice","zde vyplňte"]
[null,"Vídeňská 573, Vestec PSČ 252 42",null,null,"Město","zde vyplňte"]
[null,"IČ: 26188651, DIČ: CZ26188651",null,null,"DIČ","zde vyplňte"]
[null,"tel.: 244 911 288, 244 911 283",null,null,"telefon","zde vyplňte"]
[null,"info@genovabohemia.cz",null,null,"smlouva","zde vyplňte"]
[null,"objednavky@genovabohemia.cz",null,null,"mail","zde vyplňte"]
[null,"Otevřeno – Po až Pá – 7-18 hod, sobotní prodej – 8-12 hod",null,null,"Sleva %",0,null,"Cena celkem",null,{"v":0,"d":"0.00 Kč"}]

{"sheet":"AQUAFILTER cenik","index":1,"n_rows":686,"n_cols":15,"rows_kept":686,"merged":[[5,0,5,1],[9,1,11,1],[12,1,14,1],[15,1,17,1],[18,1,20,1],[21,1,23,1],[24,1,25,1],[26,1,27,1],[28,1,32,1],[33,1,37,1],[38,1,40,1],[41,1,43,1],[44,1,45,1],[46,1,48,1],[49,1,51,1],[52,1,54,1],[55,1,57,1],[58,1,60,1],[61,1,63,1],[64,1,66,1],[67,1,69,1],[70,1,72,1],[73,1,75,1],[76,1,78,1],[79,1,81,1],[82,1,84,1],[85,1,87,1],[99,1,101,1],[102,1,104,1],[106,1,130,1],[132,1,135,1],[146,1,165,1],[169,1,177,1],[179,1,181,1],[192,1,196,1],[197,1,202,1],[210,1,215,1],[216,1,217,1],[221,1,225,1],[226,1,230,1],[231,1,235,1],[236,1,240,1],[245,1,246,1],[247,1,248,1],[251,1,254,1],[255,1,260,1],[268,1,272,1],[301,1,305,1],[306,1,307,1],[327,1,330,1],[331,1,334,1],[335,1,338,1],[339,1,342,1],[343,1,345,1],[346,1,348,1],[349,1,351,1],[352,1,354,1],[355,1,357,1],[358,1,360,1],[361,1,363,1],[364,1,366,1],[386,1,388,1],[389,1,391,1],[400,1,402,1],[421,1,423,1],[424,1,426,1],[428,1,432,1],[451,1,454,1],[457,1,458,1],[469,1,470,1],[471,1,472,1],[489,1,490,1],[507,1,509,1],[511,1,513,1],[514,1,516,1],[525,1,526,1],[528,1,529,1],[532,1,537,1],[538,1,542,1],[543,1,545,1],[546,1,548,1],[549,1,552,1],[553,1,556,1],[557,1,559,1],[560,1,563,1],[564,1,565,1],[566,1,569,1],[570,1,571,1],[572,1,573,1],[574,1,575,1],[576,1,577,1],[578,1,579,1],[580,1,583,1],[584,1,586,1],[587,1,590,1],[591,1,592,1],[593,1,594,1],[595,1,596,1],[598,1,599,1],[600,1,606,1],[607,1,613,1],[614,1,616,1],[617,1,619,1],[620,1,623,1],[625,1,626,1],[627,1,630,1],[631,1,632,1],[634,1,639,1],[640,1,642,1],[645,1,646,1],[647,1,648,1],[649,1,653,1],[655,1,656,1],[666,1,668,1],[676,1,685,1]]}
["AQUAFILTER – ceník",{"$nulls":8},"Vyplň"]
[{"$nulls":9},"ZDE",null,"Cena celkem","Sleva %",null,"Cena po slevě"]
[{"$nulls":9},"ä",null,{"$f":"SUM(L8:L15)","v":{"v":0,"d":"0.00 Kč"}},{"$f":"'AQUAFILTER registrace'!F11","v":0},null,{"$f":"SUM(O8:O1000)","v":{"v":0,"d":"0.00 Kč"}}]
[{"$nulls":9},"ä"]
["Vodní filtrační systém"]
["Obrázek výrobku",null,"Kod / NR.","Název","Rozměr","PN","Kusů v balení","Váha    balení v kg","Objem       balení v m3","obj. ks","Cena za j.","Cena","Sleva %","Po slevě za j.","Cena po slevě"]
["BYDLENÍ",{"$nulls":4}," "]
[null,null,"EG14CWAQ-4.","10\" 2-ORINGS FILTER HOUSING H10K CLEAR SUMP WITH WHITE HEAD 1/4\" NPT","1/4\" NPT",null,12,null,0.06679199999999999,null,{"v":252,"d":"252.00 Kč"},{"$f":"$K8*$J8","v":{"v":0,"d":"0.00 Kč"}},{"$f":"$M$3","v":0},{"$f":"$K8-($K8/100*$M8)","v":{"v":252,"d":"252.00 Kč"}},{"$f":"L8-(L8/100*M8)","v":{"v":0,"d":"0.00 Kč"}}]
[null,null,"EG14WWAQ-4.","10\" 2-ORINGS FILTER HOUSING H10K, WHITE SUMP WITH WHITE HEAD 1/4\" NPT","1/4\" NPT",null,12,null,0.06679199999999999,null,{"v":252,"d":"252.00 Kč"},{"v":0,"d":"0.00 Kč"},0,{"v":252,"d":"252.00 Kč"},{"$f":"L9-(L9/100*M9)","v":{"v":0,"d":"0.00 Kč"}}]
[null,null,"FHPR5-12.","3-PART 5\" FILTER HOUSING H05A, CLEAR SUMP WITH BLUE HEAD 1/2\" BSP/BRASS PRV.","1/2\" BRASS BSP",null,12,null,0.042752399999999996,null,{"v":366,"d":"366.00 Kč"},{"v":0,"d":"0.00 Kč"},0,{"v":366,"d":"366.00 Kč"},{"v":0,"d":"0.00 Kč"}]
[null,null,"FHPR5-34.","3-PART 5\" FILTER HOUSING H05A, CLEAR SUMP WITH BLUE HEAD, 3/4\" BSP/BRASS PRV.","3/4\" BRASS BSP",null,12,null,0.042752399999999996,null,{"v":366,"d":"366.00 Kč"},{"v":0,"d":"0.00 Kč"},0,{"v":366,"d":"366.00 Kč"},{"v":0,"d":"0.00 Kč"}]
[null,null,"FHPR5-1.","3-PART 5\" FILTER HOUSING H05A, CLEAR SUMP WITH BLUE HEAD 1\" BSP/BRASS PRV.","1\" BRASS BSP",null,12,null,0.042752399999999996,null,{"v":432,"d":"432.00 Kč"},{"v":0,"d":"0.00 Kč"},0,{"v":432,"d":"432.00 Kč"},{"v":0,"d":"0.00 Kč"}]
[null,null,"FHPLN5-12.","3-PART 5\" FILTER HOUSING H05A, BLUE SUMP WITH BLUE HEAD 1/2\" BSP","1/2\" BSP",null,12,null,0.042752399999999996,null,{"v":366,"d":"366.00 Kč"},{"v":0,"d":"0.00 Kč"},0,{"v":366,"d":"366.00 Kč"},{"v":0,"d":"0.00 Kč"}]
[null,null,"FHPLN5-34.","3-PART 5\" FILTER HOUSING H05A, BLUE SUMP WITH BLUE HEAD 3/4\" BSP","3/4\" BSP",null,12,null,0.042752399999999996,null,{"v":378,"d":"378.00 Kč"},{"v":0,"d":"0.00 Kč"},0,{"v":378,"d":"378.00 Kč"},{"v":0,"d":"0.00 Kč"}]
[null,null,"FHPLN5-1.","3-PART 5\" FILTER HOUSING H05A, BLUE SUMP WITH BLUE HEAD 1\" BSP","1\" BSP",null,12,null,0.042752399999999996,null,{"v":432,"d":"432.00 Kč"},{"v":0,"d":"0.00 Kč"},0,{"v":432,"d":"432.00 Kč"},{"v":0,"d":"0.00 Kč"}]
[null,null,"FHPR5-12-WB.","3-PART 5\" FILTER HOUSING H05A SET, CLEAR SUMP WITH BLUE HEAD 1/2\" BSP/BRASS, WRENCH AND BRACKET","1/2\" BRASS BSP",null,4,null,0.026808799999999997,null,{"v":462,"d":"462.00 Kč"},{"v":0,"d":"0.00 Kč"},0,{"v":462,"d":"462.00 Kč"},{"v":0,"d":"0.00 Kč"}]
[null,null,"FHPR5-34-WB.","3-PART 5\" FILTER HOUSING H05A SET, CLEAR SUMP WITH BLUE HEAD 3/4\" BSP/BRASS, WRENCH AND BRACKET","3/4\" BRASS BSP",null,4,null,0.026808799999999997,null,{"v":474,"d":"474.00 Kč"},{"v":0,"d":"0.00 Kč"},0,{"v":474,"d":"474.00 Kč"},{"v":0,"d":"0.00 Kč"}]
[null,null,"FHPR5-1-WB.","3-PART 5\" FILTER HOUSING H05A SET, CLEAR SUMP WITH BLUE HEAD 1\" BSP/BRASS, WRENCH AND BRACKET","1\" BRASS BSP",null,4,null,0.026808799999999997,null,{"v":492,"d":"492.00 Kč"},{"v":0,"d":"0.00 Kč"},0,{"v":492,"d":"492.00 Kč"},{"v":0,"d":"0.00 Kč"}]
[null,null,"FHPR12-HP1.","10\" 2 -O-RINGS HIGH PRESSURE FILTER SET H10C, CLEAR SUMP WITH BLUE HEAD 1/2\" BSP/BRASS, BRACKET, WRENCH, CARTRIDGE: FCPS5","1/2\" BRASS BSP",null,12,null,0.0977868,null,{"v":588,"d":"588.00 Kč"},{"v":0,"d":"0.00 Kč"},0,{"v":588,"d":"588.00 Kč"},{"v":0,"d":"0.00 Kč"}]
[null,null,"FHPR34-HP1.","10\" 2 -O-RINGS HIGH PRESSURE FILTER SET H10C, CLEAR SUMP WITH BLUE HEAD 3/4\" BSP/BRASS, BRACKET, WRENCH, CARTRIDGE: FCPS5","3/4\" BRASS BSP",null,12,null,0.0977868,null,{"v":594,"d":"594.00 Kč"},{"v":0,"d":"0.00 Kč"},0,{"v":594,"d":"594.00 Kč"},{"v":0,"d":"0.00 Kč"}]
[null,null,"FHPR1-HP1.","10\" 2 -O-RINGS HIGH PRESSURE FILTER SET H10C, CLEAR SUMP WITH BLUE HEAD 1\" BSP/BRASS, BRACKET, WRENCH, CARTRIDGE: FCPS5","1\" BRASS BSP",null,12,null,0.0977868,null,{"v":612,"d":"612.00 Kč"},{"v":0,"d":"0.00 Kč"},0,{"v":612,"d":"612.00 Kč"},{"v":0,"d":"0.00 Kč"}]
[null,null,"FHPRN12-HP1.","10\" 2 -O-RINGS HIGH PRESSURE FILTER SET H10C, SUMP WITH BLUE HEAD 1/2\" BSP/BRASS, BRACKET, WRENCH, CARTRIDGE: FCPS5","1/2\" BRASS BSP",null,12,null,0.0977868,null,{"v":582,"d":"582.00 Kč"},{"v":0,"d":"0.00 Kč"},0,{"v":582,"d":"582.00 Kč"},{"v":0,"d":"0.00 Kč"}]
[null,null,"FHPRN34-HP1.","10\" 2 -O-RINGS HIGH PRESSURE FILTER SET H10C, BLUE SUMP WITH BLUE HEAD 3/4\" BSP/BRASS, BRACKET, WRENCH, CARTRIDGE: FCPS5","3/4\" BRASS BSP",null,12,null,0.0977868,null,{"v":594,"d":"594.00 Kč"},{"v":0,"d":"0.00 Kč"},0,{"v":594,"d":"594.00 Kč"},{"v":0,"d":"0.00 Kč"}]
[null,null,"FHPRN1-HP1.","10\" 2 -O-RINGS HIGH PRESSURE FILTER SET H10C, BLUE SUMP WITH BLUE HEAD 1\" BSP/BRASS, BRACKET, WRENCH, CARTRIDGE: FCPS5","1\" BRASS BSP",null,12,null,0.0977868,null,{"v":606,"d":"606.00 Kč"},{"v":0,"d":"0.00 Kč"},0,{"v":606,"d":"606.00 Kč"},{"v":0,"d":"0.00 Kč"}]
[null,null,"FHPLW14-NPT-D.","10\" 2-ORINGS FILTER HOUSING H10D, CLEAR SUMP WITH WHITE HEAD 1/4\" NPT","1/4\" NPT",null,12,null,0.06679199999999999,null,{"v":276,"d":"276.00 Kč"},{"v":0,"d":"0.00 Kč"},0,{"v":276,"d":"276.00 Kč"},{"v":0,"d":"0.00 Kč"}]
[null,null,"FHPLW38-NPT-D.","10\" 2-ORINGS FILTER HOUSING H10D, CLEAR SUMP WITH WHITE HEAD 3/8\" NPT","3/8\" NPT",null,12,null,0.06679199999999999,null,{"v":318,"d":"318.00 Kč"},{"v":0,"d":"0.00 Kč"},0,{"v":318,"d":"318.00 Kč"},{"v":0,"d":"0.00 Kč"}]
[null,null,"FHPLWW14-NPT-D.","10\" 2-ORINGS FILTER HOUSING H10D, WHITE SUMP WITH WHITE HEAD 1/4\" NPT","1/4\" NPT",null,12,null,0.06679199999999999,null,{"v":270,"d":"270.00 Kč"},{"v":0,"d":"0.00 Kč"},0,{"v":270,"d":"270.00 Kč"},{"v":0,"d":"0.00 Kč"}]
[null,null,"FHPLWW38-NPT-D.","10\" 2-ORINGS FILTER HOUSING H10D, WHITE SUMP WITH WHITE HEAD 3/8\" NPT","3/8\" NPT",null,12,null,0.06679199999999999,null,{"v":312,"d":"312.00 Kč"},{"v":0,"d":"0.00 Kč"},0,{"v":312,"d":"312.00 Kč"},{"v":0,"d":"0.00 Kč"}]
[null,null,"FHPL14-NPT-D.","10\" 2-ORINGS FILTER HOUSING H10D, CLEAR SUMP WITH BLUE HEAD 1/4\" NPT","1/4\" NPT",null,12,null,0.06679199999999999,null,{"v":282,"d":"282.00 Kč"},{"v":0,"d":"0.00 Kč"},0,{"v":282,"d":"282.00 Kč"},{"v":0,"d":"0.00 Kč"}]
[null,null,"FHPL38-NPT-D.","10\" 2-ORINGS FILTER HOUSING H10D, CLEAR SUMP WITH BLUE HEAD 1/4\" NPT","3/8\" NPT",null,12,null,0.06679199999999999,null,{"v":294,"d":"294.00 Kč"},{"v":0,"d":"0.00 Kč"},0,{"v":294,"d":"294.00 Kč"},{"v":0,"d":"0.00 Kč"}]
[null,null,"FHPL12-BSP-D.","10\" 2-ORINGS FILTER HOUSING H10D, CLEAR SUMP WITH BLUE HEAD 1/2\" BSP","1/2\" BSP",null,12,null,0.06679199999999999,null,{"v":318,"d":"318.00 Kč"},{"v":0,"d":"0.00 Kč"},0,{"v":318,"d":"318.00 Kč"},{"v":0,"d":"0.00 Kč"}]
[null,null,"FHPL34-BSP-D.","10\" 2-ORINGS FILTER HOUSING H10D, CLEAR SUMP WITH BLUE HEAD 3/4\" BSP","3/4\" BSP",null,12,null,0.06679199999999999,null,{"v":330,"d":"330.00 Kč"},{"v":0,"d":"0.00 Kč"},0,{"v":330,"d":"330.00 Kč"},{"v":0,"d":"0.00 Kč"}]
[null,null,"FHPL1-BSP-D.","10\" 2-ORINGS FILTER HOUSING H10D, CLEAR SUMP WITH BLUE HEAD 1\" BSP","1\" BSP",null,12,null,0.06679199999999999,null,{"v":348,"d":"348.00 Kč"},{"v":0,"d":"0.00 Kč"},0,{"v":348,"d":"348.00 Kč"},{"v":0,"d":"0.00 Kč"}]
[null,null,"FHPLN14-NPT-D.","10\" 2-ORINGS FILTER HOUSING H10D, BLUE SUMP WITH BLUE HEAD 1/4\" NPT","1/4\" NPT",null,12,null,0.06679199999999999,null,{"v":288,"d":"288.00 Kč"},{"v":0,"d":"0.00 Kč"},0,{"v":288,"d":"288.00 Kč"},{"v":0,"d":"0.00 Kč"}]
[null,null,"FHPLN38-NPT-D.","10\" 2-ORINGS FILTER HOUSING H10D, BLUE SUMP WITH BLUE HEAD 3/8\" NPT","3/8\" NPT",null,12,null,0.06679199999999999,null,{"v":300,"d":"300.00 Kč"},{"v":0,"d":"0.00 Kč"},0,{"v":300,"d":"300.00 Kč"},{"v":0,"d":"0.00 Kč"}]
[null,null,"FHPLN12-BSP-D.","10\" 2-ORINGS FILTER HOUSING H10D, BLUE SUMP WITH BLUE HEAD 1/2\" BSP, PRV.","1/2\" BSP",null,12,null,0.06679199999999999,null,{"v":324,"d":"324.00 Kč"},{"v":0,"d":"0.00 Kč"},0,{"v":324,"d":"324.00 Kč"},{"v":0,"d":"0.00 Kč"}]
[null,null,"FHPLN34-BSP-D.","10\" 2-ORINGS FILTER HOUSING H10D, BLUE SUMP WITH BLUE HEAD 3/4\" BSP, PRV.","3/4\" BSP",null,12,null,0.06679199999999999,null,{"v":336,"d":"336.00 Kč"},{"v":0,"d":"0.00 Kč"},0,{"v":336,"d":"336.00 Kč"},{"v":0,"d":"0.00 Kč"}]
[null,null,"FHPLN1-BSP-D.","10\" 2-ORINGS FILTER HOUSING H10D, BLUE SUMP WITH BLUE HEAD 3/4\" BSP, PRV.","1\" BSP",null,12,null,0.06679199999999999,null,{"v":354,"d":"354.00 Kč"},{"v":0,"d":"0.00 Kč"},0,{"v":354,"d":"354.00 Kč"},{"v":0,"d":"0.00 Kč"}]
[null,null,"FHPR12-3S.","3-PART 10\" FILTER HOUSING H10G, CLEAR SUMP WITH BLUE HEAD 1/2'' BSP/BRASS PRV.","1/2\" BRASS BSP",null,12,null,0.06679199999999999,null,{"v":420,"d":"420.00 Kč"},{"v":0,"d":"0.00 Kč"},0,{"v":420,"d":"420.00 Kč"},{"v":0,"d":"0.00 Kč"}]
[null,null,"FHPR34-3S.","3-PART 10\" FILTER HOUSING H10G, CLEAR SUMP WITH BLUE HEAD 3/4'' BSP/BRASS PRV.","3/4\" BRASS BSP",null,12,null,0.06679199999999999,null,{"v":456,"d":"456.00 Kč"},{"v":0,"d":"0.00 Kč"},0,{"v":456,"d":"456.00 Kč"},{"v":0,"d":"0.00 Kč"}]
[null,null,"FHPR1-3S.","3-PART 10\" FILTER HOUSING H10G, CLEAR SUMP WITH BLUE HEAD 1'' BSP/BRASS PRV.","1\" BRASS BSP",null,12,null,0.06679199999999999,null,{"v":504,"d":"504.00 Kč"},{"v":0,"d":"0.00 Kč"},0,{"v":504,"d":"504.00 Kč"},{"v":0,"d":"0.00 Kč"}]
[null,null,"FHPR12-3_R.","3-PART 10\" FILTER HOUSING H10G SET, CLEAR SUMP, BLUE HEAD 1/2'' BSP/BRASS PRV. BRACKET, WRENCH","1/2\" BRASS BSP",null,12,null,0.0977868,null,{"v":564,"d":"564.00 Kč"},{"v":0,"d":"0.00 Kč"},0,{"v":564,"d":"564.00 Kč"},{"v":0,"d":"0.00 Kč"}]
[null,null,"FHPR34-3_R.","3-PART 10\" FILTER HOUSING H10G SET, CLEAR SUMP, BLUE HEAD 3/4'' BSP/BRASS PRV. BRACKET, WRENCH","3/4\" BRASS BSP",null,12,null,0.0977868,null,{"v":612,"d":"612.00 Kč"},{"v":0,"d":"0.00 Kč"},0,{"v":612,"d":"612.00 Kč"},{"v":0,"d":"0.00 Kč"}]
[null,null,"FHPR1-3_R.","3-PART 10\" FILTER HOUSING H10G SET, CLEAR SUMP, BLUE HEAD 1'' BSP/BRASS PRV. BRACKET, WRENCH","1\" BRASS BSP",null,12,null,0.0977868,null,{"v":636,"d":"636.00 Kč"},{"v":0,"d":"0.00 Kč"},0,{"v":636,"d":"636.00 Kč"},{"v":0,"d":"0.00 Kč"}]
[null,null,"FHPR34-3_R-AB.","3-PART 10\" FILTER HOUSING H10G-AB, BACTERIOSTATIC/ UV PROTECTED CLEAR/GREEN SUMP, GREEN FILTER HOUSING H10G-AB HEAD 3/4'' BSP/BRASS PRV. BRACKET, WRENCH","3/4\" BRASS BSP",null,12,null,0.0977868,null,{"v":642,"d":"642.00 Kč"},{"v":0,"d":"0.00 Kč"},0,{"v":642,"d":"642.00 Kč"},{"v":0,"d":"0.00 Kč"}]
[null,null,"FHPR1-3_R-AB.","3-PART 10\" FILTER HOUSING H10G-AB, BACTERIOSTATIC/ UV PROTECTED TRANSPARENT/GREEN SUMP, GREEN FILTER HOUSING H10G-AB HEAD 1'' BSP/BRASS PRV. BRACKET, WRENCH","1\" BRASS BSP",null,12,null,0.0977868,null,{"v":660,"d":"660.00 Kč"},{"v":0,"d":"0.00 Kč"},0,{"v":660,"d":"660.00 Kč"},{"v":0,"d":"0.00 Kč"}]
[null,null,"FHPR12-3VS.","3-PART 10\" FILTER HOUSING H10G, CLEAR SUMP, HEAD 1/2'' BSP/BRASS PRV WITH SPIN DOWN DRAIN VALVE","1/2\" BRASS BSP",null,12,null,0.1313346,null,{"v":630,"d":"630.00 Kč"},{"v":0,"d":"0.00 Kč"},0,{"v":630,"d":"630.00 Kč"},{"v":0,"d":"0.00 Kč"}]
[null,null,"FHPR34-3VS.","3-PART 10\" FILTER HOUSING H10G, CLEAR SUMP, HEAD 3/4'' BSP/BRASS PRV WITH SPIN DOWN DRAIN VALVE","3/4\" BRASS BSP",null,12,null,0.1313346,null,{"v":642,"d":"642.00 Kč"},{"v":0,"d":"0.00 Kč"},0,{"v":642,"d":"642.00 Kč"},{"v":0,"d":"0.00 Kč"}]
[null,null,"FHPR1-3VS.","3-PART 10\" FILTER HOUSING H10G, CLEAR SUMP, HEAD 1'' BSP/BRASS PRV WITH SPIN DOWN DRAIN VALVE","1\" BRASS BSP",null,12,null,0.1313346,null,{"v":678,"d":"678.00 Kč"},{"v":0,"d":"0.00 Kč"},0,{"v":678,"d":"678.00 Kč"},{"v":0,"d":"0.00 Kč"}]
[null,null,"FHPR12-3V_R.","3-PART 10\" FILTER HOUSING H10G SET, CLEAR SUMP, BLUE HEAD 1/2'' BSP/BRASS PRV WITH SPIN DOWN DRAIN VALVE, BRACKET, WRENCH","1/2\" BRASS BSP",null,12,null,0.11988404999999999,null,{"v":738,"d":"738.00 Kč"},{"v":0,"d":"0.00 Kč"},0,{"v":738,"d":"738.00 Kč"},{"v":0,"d":"0.00 Kč"}]
[null,null,"FHPR34-3V_R.","3-PART 10\" FILTER HOUSING H10G SET, CLEAR SUMP, BLUE HEAD 3/4'' BSP/BRASS PRV WITH SPIN DOWN DRAIN VALVE, BRACKET, WRENCH","3/4\" BRASS BSP",null,12,null,0.11988404999999999,null,{"v":774,"d":"774.00 Kč"},{"v":0,"d":"0.00 Kč"},0,{"v":774,"d":"774.00 Kč"},{"v":0,"d":"0.00 Kč"}]
[null,null,"FHPR1-3V_R.","3-PART 10\" FILTER HOUSING H10G SET, CLEAR SUMP, BLUE HEAD 1'' BSP/BRASS PRV. WITH SPIN DOWN DRAIN VALVE, BRACKET, WRENCH","1\" BRASS BSP",null,12,null,0.11988404999999999,null,{"v":798,"d":"798.00 Kč"},{"v":0,"d":"0.00 Kč"},0,{"v":798,"d":"798.00 Kč"},{"v":0,"d":"0.00 Kč"}]
[null,null,"FHPL12-3BS.","3-PART 10\" FILTER HOUSING H10L, CLEAR SUMP WITH BLUE HEAD 1/2\" BSP/ PRV.","1/2\" BSP",null,12,null,0.0667927176,null,{"v":300,"d":"300.00 Kč"},{"v":0,"d":"0.00 Kč"},0,{"v":300,"d":"300.00 Kč"},{"v":0,"d":"0.00 Kč"}]
[null,null,"FHPL34-3BS.","3-PART 10\" FILTER HOUSING H10L, CLEAR SUMP WITH BLUE HEAD 3/4\" BSP/ PRV.","3/4\" BSP",null,12,null,0.0667927176,null,{"v":300,"d":"300.00 Kč"},{"v":0,"d":"0.00 Kč"},0,{"v":300,"d":"300.00 Kč"},{"v":0,"d":"0.00 Kč"}]
[null,null,"FHPL1-3BS.","3-PART 10\" FILTER HOUSING H10L, CLEAR SUMP WITH BLUE HEAD 1\" BSP/ PRV.","1\" BSP",null,12,null,0.0667927176,null,{"v":300,"d":"300.00 Kč"},{"v":0,"d":"0.00 Kč"},0,{"v":300,"d":"300.00 Kč"},{"v":0,"d":"0.00 Kč"}]
[null,null,"FHPLN12-3BS.","3-PART 10\" FILTER HOUSING H10L, BLUE SUMP WITH BLUE HEAD 1/2\" BSP/ PRV.","1/2\" BRASS BSP",null,12,null,0.0667927176,null,{"v":300,"d":"300.00 Kč"},{"v":0,"d":"0.00 Kč"},0,{"v":300,"d":"300.00 Kč"},{"v":0,"d":"0.00 Kč"}]
[null,null,"FHPLN34-3BS.","3-PART 10\" FILTER HOUSING H10L, BLUE SUMP WITH BLUE HEAD 3/4\" BSP/ PRV.","3/4\" BRASS BSP",null,12,null,0.0667927176,null,{"v":300,"d":"300.00 Kč"},{"v":0,"d":"0.00 Kč"},0,{"v":300,"d":"300.00 Kč"},{"v":0,"d":"0.00 Kč"}]
[null,null,"FHPLN1-3BS.","3-PART 10\" FILTER HOUSING H10L, BLUE SUMP WITH BLUE HEAD 1\" BSP/ PRV.","1\" BRASS BSP",null,12,null,0.0667927176,null,{"v":306,"d":"306.00 Kč"},{"v":0,"d":"0.00 Kč"},0,{"v":306,"d":"306.00 Kč"},{"v":0,"d":"0.00 Kč"}]
[null,null,"FHPR12-3BS.","3-PART 10\" FILTER HOUSING H10L, CLEAR SUMP WITH BLUE HEAD 1/2\" BSP/ BRASS PRV.","1/2\" BRASS BSP",null,12,null,0.0667927176,null,{"v":366,"d":"366.00 Kč"},{"v":0,"d":"0.00 Kč"},0,{"v":366,"d":"366.00 Kč"},{"v":0,"d":"0.00 Kč"}]
[null,null,"FHPR34-3BS.","3-PART 10\" FILTER HOUSING H10L, CLEAR SUMP WITH BLUE HEAD 3/4\" BSP/ BRASS PRV.","3/4\" BRASS BSP",null,12,null,0.0667927176,null,{"v":372,"d":"372.00 Kč"},{"v":0,"d":"0.00 Kč"},0,{"v":372,"d":"372.00 Kč"},{"v":0,"d":"0.00 Kč"}]
[null,null,"FHPR1-3BS.","3-PART 10\" FILTER HOUSING H10L, CLEAR SUMP WITH BLUE HEAD 1\" BSP/ BRASS PRV.","1\" BRASS BSP",null,12,null,0.0667927176,null,{"v":426,"d":"426.00 Kč"},{"v":0,"d":"0.00 Kč"},0,{"v":426,"d":"426.00 Kč"},{"v":0,"d":"0.00 Kč"}]
[null,null,"FHPRN12-3BS.","3-PART 10\" FILTER HOUSING H10L, BLUE SUMP WITH BLUE HEAD 1/2\" BSP/ BRASS PRV.","1/2\" BRASS BSP",null,12,null,0.0667927176,null,{"v":372,"d":"372.00 Kč"},{"v":0,"d":"0.00 Kč"},0,{"v":372,"d":"372.00 Kč"},{"v":0,"d":"0.00 Kč"}]
[null,null,"FHPRN34-3BS.","3-PART 10\" FILTER HOUSING H10L, BLUE SUMP WITH BLUE HEAD 3/4\" BSP/ BRASS PRV.","3/4\" BRASS BSP",null,12,null,0.0667927176,null,{"v":378,"d":"378.00 Kč"},{"v":0,"d":"0.00 Kč"},0,{"v":378,"d":"378.00 Kč"},{"v":0,"d":"0.00 Kč"}]
[null,null,"FHPRN1-3BS.","3-PART 10\" FILTER HOUSING H10L, BLUE SUMP WITH BLUE HEAD 1\" BSP/ BRASS PRV.","1\" BRASS BSP",null,12,null,0.0667927176,null,{"v":438,"d":"438.00 Kč"},{"v":0,"d":"0.00 Kč"},0,{"v":438,"d":"438.00 Kč"},{"v":0,"d":"0.00 Kč"}]
[null,null,"FHPR12-3B.","3-PART 10\" FILTER HOUSING H10L SET, CLEAR SUMP WITH BLUE HEAD 1/2\" BSP/ BRASS, PRV. BRACKET, AND WRENCH","1/2\" BRASS BSP",null,12,null,0.10236839999999998,null,{"v":450,"d":"450.00 Kč"},{"v":0,"d":"0.00 Kč"},0,{"v":450,"d":"450.00 Kč"},{"v":0,"d":"0.00 Kč"}]
[null,null,"FHPR34-3B.","3-PART 10\" FILTER HOUSING H10L SET, CLEAR SUMP WITH BLUE HEAD 3/4\" BSP/ BRASS, PRV. BRACKET, AND WRENCH","3/4\" BRASS BSP",null,12,null,0.10236839999999998,null,{"v":462,"d":"462.00 Kč"},{"v":0,"d":"0.00 Kč"},0,{"v":462,"d":"462.00 Kč"},{"v":0,"d":"0.00 Kč"}]
[null,null,"FHPR1-3B.","3-PART 10\" FILTER HOUSING H10L SET, CLEAR SUMP WITH BLUE HEAD 1\" BSP/ BRASS, PRV. BRACKET, AND WRENCH","1\" BRASS BSP",null,12,null,0.10236839999999998,null,{"v":516,"d":"516.00 Kč"},{"v":0,"d":"0.00 Kč"},0,{"v":516,"d":"516.00 Kč"},{"v":0,"d":"0.00 Kč"}]
[null,null,"FHPRN12-3B.","3-PART 10\" FILTER HOUSING H10L SET, BLUE SUMP WITH BLUE HEAD 1/2\" BSP/BRASS PRV. BRACKET, AND WRENCH","1/2\" BRASS BSP",null,12,null,0.10236839999999998,null,{"v":456,"d":"456.00 Kč"},{"v":0,"d":"0.00 Kč"},0,{"v":456,"d":"456.00 Kč"},{"v":0,"d":"0.00 Kč"}]
[null,null,"FHPRN34-3B.","3-PART 10\" FILTER HOUSING H10L SET, BLUE SUMP WITH BLUE HEAD 3/4\" BSP/BRASS, PRV. BRACKET, AND WRENCH","3/4\" BRASS BSP",null,12,null,0.10236839999999998,null,{"v":468,"d":"468.00 Kč"},{"v":0,"d":"0.00 Kč"},0,{"v":468,"d":"468.00 Kč"},{"v":0,"d":"0.00 Kč"}]
[null,null,"FHPRN1-3B.","3-PART 10\" FILTER HOUSING H10L SET, BLUE SUMP WITH BLUE HEAD 1\" BSP/ BRASS,PRV. BRACKET, AND WRENCH","1\" BRASS BSP",null,12,null,0.10236839999999998,null,{"v":534,"d":"534.00 Kč"},{"v":0,"d":"0.00 Kč"},0,{"v":534,"d":"534.00 Kč"},{"v":0,"d":"0.00 Kč"}]
[null,null,"FHPR12-B-AQ.","10\" 2-ORINGS FILTER HOUSING H10B, CLEAR SUMP WITH BLUE HEAD 1/2\" BSP/BRASS PRV.","1/2\" BRASS BSP",null,12,null,0.06679199999999999,null,{"v":330,"d":"330.00 Kč"},{"v":0,"d":"0.00 Kč"},0,{"v":330,"d":"330.00 Kč"},{"v":0,"d":"0.00 Kč"}]
[null,null,"FHPR34-B-AQ.","10\" 2-ORINGS FILTER HOUSING H10B, CLEAR SUMP WITH BLUE HEAD 3/4\" BSP/BRASS PRV.","3/4\" BRASS BSP",null,12,null,0.06679199999999999,null,{"v":354,"d":"354.00 Kč"},{"$f":"$K72*$J72","v":{"v":0,"d":"0.00 Kč"}},{"$f":"$M$3","v":0},{"$f":"$K72-($K72/100*$M72)","v":{"v":354,"d":"354.00 Kč"}},{"v":0,"d":"0.00 Kč"}]
[null,null,"FHPR1-B-AQ.","10\" 2-ORINGS FILTER HOUSING H10B, CLEAR SUMP WITH BLUE HEAD 1\" BSP/BRASS PRV.","1\" BRASS BSP",null,12,null,0.06679199999999999,null,{"v":384,"d":"384.00 Kč"},{"v":0,"d":"0.00 Kč"},0,{"v":384,"d":"384.00 Kč"},{"$f":"L73-(L73/100*M73)","v":{"v":0,"d":"0.00 Kč"}}]
[null,null,"FHPRN12.","10\" 2-ORINGS FILTER HOUSING H10B, BLUE SUMP WITH BLUE HEAD 1/2\" BSP/BRASS PRV.","1/2\" BRASS BSP",null,12,null,0.06679199999999999,null,{"v":336,"d":"336.00 Kč"},{"v":0,"d":"0.00 Kč"},0,{"v":336,"d":"336.00 Kč"},{"v":0,"d":"0.00 Kč"}]
[null,null,"FHPRN34.","10\" 2-ORINGS FILTER HOUSING H10B, BLUE SUMP WITH BLUE HEAD 3/4\" BSP/BRASS PRV.","3/4\" BRASS BSP",null,12,null,0.06679199999999999,null,{"v":360,"d":"360.00 Kč"},{"v":0,"d":"0.00 Kč"},0,{"v":360,"d":"360.00 Kč"},{"v":0,"d":"0.00 Kč"}]
[null,null,"FHPRN1.","10\" 2-ORINGS FILTER HOUSING H10B, BLUE SUMP WITH BLUE HEAD 1\" BSP/BRASS PRV.","1\" BRASS BSP",null,12,null,0.06679199999999999,null,{"v":390,"d":"390.00 Kč"},{"v":0,"d":"0.00 Kč"},0,{"v":390,"d":"390.00 Kč"},{"v":0,"d":"0.00 Kč"}]
[null,null,"FHPR12-B1-AQ-SO.","10\" 2-ORINGS FILTER HOUSING H10B SET, CLEAR SUMP WITH BLUE HEAD 1/2\" BSP/BRASS, BRACKET, WRENCH","1/2\" BRASS BSP",null,12,null,0.10236839999999998,null,{"v":456,"d":"456.00 Kč"},{"v":0,"d":"0.00 Kč"},0,{"v":456,"d":"456.00 Kč"},{"v":0,"d":"0.00 Kč"}]
[null,null,"FHPR34-B1-AQ-SO.","10\" 2-ORINGS FILTER HOUSING H10B SET, CLEAR SUMP WITH BLUE HEAD 3/4\" BSP/BRASS, BRACKET, WRENCH","3/4\" BRASS BSP",null,12,null,0.10236839999999998,null,{"v":492,"d":"492.00 Kč"},{"v":0,"d":"0.00 Kč"},0,{"v":492,"d":"492.00 Kč"},{"v":0,"d":"0.00 Kč"}]
[null,null,"FHPR1-B1-AQ-SO.","10\" 2-ORINGS FILTER HOUSING H10B SET, CLEAR SUMP WITH BLUE HEAD 1\" BSP/BRASS, BRACKET, WRENCH","1\" BRASS BSP",null,12,null,0.10236839999999998,null,{"v":534,"d":"534.00 Kč"},{"v":0,"d":"0.00 Kč"},0,{"v":534,"d":"534.00 Kč"},{"v":0,"d":"0.00 Kč"}]
[null,null,"FHPRN12-B1-AQ-SO.","10\" 2-ORINGS FILTER HOUSING H10B SET, BLUE SUMP WITH BLUE HEAD 1/2\" BSP/BRASS, BRACKET, WRENCH","1/2\" BRASS BSP",null,12,null,0.10236839999999998,null,{"v":480,"d":"480.00 Kč"},{"v":0,"d":"0.00 Kč"},0,{"v":480,"d":"480.00 Kč"},{"v":0,"d":"0.00 Kč"}]
[null,null,"FHPRN34-B1-AQ-SO.","10\" 2-ORINGS FILTER HOUSING H10B SET, BLUE SUMP WITH BLUE HEAD 3/4\" BSP/BRASS, BRACKET, WRENCH","3/4\" BRASS BSP",null,12,null,0.10236839999999998,null,{"v":498,"d":"498.00 Kč"},{"v":0,"d":"0.00 Kč"},0,{"v":498,"d":"498.00 Kč"},{"v":0,"d":"0.00 Kč"}]
[null,null,"FHPRN1-B1-AQ-SO.","10\" 2-ORINGS FILTER HOUSING H10B SET, BLUE SUMP WITH BLUE HEAD 1\" BSP/BRASS, BRACKET, WRENCH","1\" BRASS BSP",null,12,null,0.10236839999999998,null,{"v":552,"d":"552.00 Kč"},{"v":0,"d":"0.00 Kč"},0,{"v":552,"d":"552.00 Kč"},{"v":0,"d":"0.00 Kč"}]
[null,null,"FHPR12-B1-AQ.","10\" 2-ORINGS FILTER HOUSING H10B SET, CLEAR SUMP WITH BLUE HEAD 1/2\" BSP/BRASS, BRACKET, WRENCH, CARTRIDGE: FCPS5","1/2\" BRASS BSP",null,12,null,0.10236839999999998,null,{"v":498,"d":"498.00 Kč"},{"v":0,"d":"0.00 Kč"},0,{"v":498,"d":"498.00 Kč"},{"v":0,"d":"0.00 Kč"}]
[null,null,"FHPR34-B1-AQ.","10\" 2-ORINGS FILTER HOUSING H10B SET, CLEAR SUMP WITH BLUE HEAD 3/4\" BSP/BRASS, BRACKET, WRENCH, CARTRIDGE: FCPS5","3/4\" BRASS BSP",null,12,null,0.10236839999999998,null,{"v":510,"d":"510.00 Kč"},{"v":0,"d":"0.00 Kč"},0,{"v":510,"d":"510.00 Kč"},{"v":0,"d":"0.00 Kč"}]
[null,null,"FHPR1-B1-AQ.","10\" 2-ORINGS FILTER HOUSING H10B SET, CLEAR SUMP WITH BLUE HEAD 1\" BSP/BRASS, BRACKET, WRENCH, CARTRIDGE: FCPS5","1\" BRASS BSP",null,12,null,0.10236839999999998,null,{"v":564,"d":"564.00 Kč"},{"v":0,"d":"0.00 Kč"},0,{"v":564,"d":"564.00 Kč"},{"v":0,"d":"0.00 Kč"}]
[null,null,"FHPRN12-B1-AQ.","10\" 2-ORINGS FILTER HOUSING H10B SET, BLUE SUMP WITH BLUE HEAD 1/2\" BSP/BRASS, BRACKET, WRENCH, CARTRIDGE: FCPS5","1/2\" BRASS BSP",null,12,null,0.10236839999999998,null,{"v":498,"d":"498.00 Kč"},{"v":0,"d":"0.00 Kč"},0,{"v":498,"d":"498.00 Kč"},{"v":0,"d":"0.00 Kč"}]
[null,null,"FHPRN34-B1-AQ.","10\" 2-ORINGS FILTER HOUSING H10B SET, BLUE SUMP WITH BLUE HEAD 3/4\" BSP/BRASS, BRACKET, WRENCH, CARTRIDGE: FCPS5","3/4\" BRASS BSP",null,12,null,0.10236839999999998,null,{"v":516,"d":"516.00 Kč"},{"v":0,"d":"0.00 Kč"},0,{"v":516,"d":"516.00 Kč"},{"v":0,"d":"0.00 Kč"}]
[null,null,"FHPRN1-B1-AQ.","10\" 2-ORINGS FILTER HOUSING H10B SET, BLUE SUMP WITH BLUE HEAD 1\" BSP/BRASS, BRACKET, WRENCH, CARTRIDGE: FCPS5","1\" BRASS BSP",null,12,null,0.10236839999999998,null,{"v":564,"d":"564.00 Kč"},{"v":0,"d":"0.00 Kč"},0,{"v":564,"d":"564.00 Kč"},{"v":0,"d":"0.00 Kč"}]
[null,null,"FH10B1_M.","10\" FILTER HOUSING BIG BLUE TYPE HB1D BLUE SUMP WITH BLUE HEAD 1\"BSP PRV. VALVE","1\" BSP",null,4,null,0.09464729999999999,null,{"v":1128,"d":"1,128.00 Kč"},{"v":0,"d":"0.00 Kč"},0,{"v":1128,"d":"1,128.00 Kč"},{"v":0,"d":"0.00 Kč"}]
[null,null,"FH10B1-WB.","10\" FILTER HOUSING BIG BLUE TYPE HB1D BLUE SUMP WITH BLUE HEAD 1\"BSP PRV. VALVE, BRACKET, WRENCH","1\" BSP",null,4,null,0.09464729999999999,null,{"v":1374,"d":"1,374.00 Kč"},{"v":0,"d":"0.00 Kč"},0,{"v":1374,"d":"1,374.00 Kč"},{"v":0,"d":"0.00 Kč"}]
[null,null,"FH10B1_B.","10\" FILTER HOUSING BIG BLUE TYPE HB1B BLUE SUMP WITH BLUE HEAD 1\"BSP/BRASS PRV. VALVE","1\" BRASS BSP",null,4,null,0.09464729999999999,null,{"v":1242,"d":"1,242.00 Kč"},{"v":0,"d":"0.00 Kč"},0,{"v":1242,"d":"1,242.00 Kč"},{"v":0,"d":"0.00 Kč"}]
[null,null,"FH10B1-B-WB.","10\" FILTER HOUSING BIG BLUE TYPE HB1B BLUE SUMP WITH BLUE HEAD 1\"BSP/BRASS PRV. VALVE, BRACKET, WRENCH, PRESSURE GAUGE","1\" BRASS BSP",null,4,null,0.09464729999999999,null,{"v":1860,"d":"1,860.00 Kč"},{"v":0,"d":"0.00 Kč"},0,{"v":1860,"d":"1,860.00 Kč"},{"v":0,"d":"0.00 Kč"}]
[null,null,"FH20B1_L.","20\" FILTER HOUSING BIG BLUE TYPE HB2D BLUE SUMP WITH BLUE HEAD 1\"BSP PRV. VALVE","1\" BSP",null,4,null,0.1595142,null,{"v":1668,"d":"1,668.00 Kč"},{"v":0,"d":"0.00 Kč"},0,{"v":1668,"d":"1,668.00 Kč"},{"v":0,"d":"0.00 Kč"}]
[null,null,"FH20B64_L.","20\" FILTER HOUSING BIG BLUE TYPE HB2D BLUE SUMP WITH BLUE HEAD 1 1/2\"BSP PRV. VALVE","1 1/2\" BSP",null,4,null,0.1595142,null,{"v":1632,"d":"1,632.00 Kč"},{"v":0,"d":"0.00 Kč"},0,{"v":1632,"d":"1,632.00 Kč"},{"v":0,"d":"0.00 Kč"}]
[null,null,"FH20B1-WB.","20\" FILTER HOUSING BIG BLUE TYPE HB2D BLUE SUMP WITH BLUE HEAD 1\"BSP PRV. VALVE, BRACKET, WRENCH","1\" BSP",null,4,null,0.1595142,null,{"v":1716,"d":"1,716.00 Kč"},{"v":0,"d":"0.00 Kč"},0,{"v":1716,"d":"1,716.00 Kč"},{"v":0,"d":"0.00 Kč"}]
[null,null,"FH20B1_B.","20\" FILTER HOUSING BIG BLUE TYPE HB2B BLUE SUMP WITH BLUE HEAD 1\"BSP/BRASS PRV. VALVE","1\" BRASS BSP",null,4,null,0.1595142,null,{"v":1512,"d":"1,512.00 Kč"},{"v":0,"d":"0.00 Kč"},0,{"v":1512,"d":"1,512.00 Kč"},{"v":0,"d":"0.00 Kč"}]
[null,null,"FH20B1-B-WB.","20\" FILTER HOUSING BIG BLUE TYPE HB2B BLUE SUMP WITH BLUE HEAD 1\" BSP/BRASS PRV. VALVE, BRACKET, WRENCH, PRESSURE GAUGE","1\" BRASS BSP",null,4,null,0.1595142,null,{"v":2352,"d":"2,352.00 Kč"},{"v":0,"d":"0.00 Kč"},0,{"v":2352,"d":"2,352.00 Kč"},{"v":0,"d":"0.00 Kč"}]
[null,null,"YT-25W.","HOUSING FOR RO MEMBRANE 2 O-RINGS, 3 X 1/8\" NPT - 2012"," 3 X 1/8\" NPT",null,28,null,0.0562690814,null,{"v":288,"d":"288.00 Kč"},{"v":0,"d":"0.00 Kč"},0,{"v":288,"d":"288.00 Kč"},{"v":0,"d":"0.00 Kč"}]
[null,null,"YT-3-3814W.","HOUSING FOR RO MEMBRANE - IN 3/8 X 1/4 OUT - 3012","2 X 3,8\" NPT 1 X 1/4\" NPT",null,15,null,0.06761999999999999,null,{"v":438,"d":"438.00 Kč"},{"v":0,"d":"0.00 Kč"},0,{"v":438,"d":"438.00 Kč"},{"v":0,"d":"0.00 Kč"}]
[null,null,"FHMB12.","BRASS FILTER STRAINER VALVE - TEMP. CONTR. 1/2\" FIP","1/2\" BRASS BSP",null,20,null,0.03864,null,{"v":1074,"d":"1,074.00 Kč"},{"v":0,"d":"0.00 Kč"},0,{"v":1074,"d":"1,074.00 Kč"},{"v":0,"d":"0.00 Kč"}]
[null,null,"FHMB34.","BRASS FILTER STRAINER VALVE - TEMP. CONTR. 3/4\" FIP","3/4\" BRASS BSP",null,20,null,0.03864,null,{"v":1260,"d":"1,260.00 Kč"},{"v":0,"d":"0.00 Kč"},0,{"v":1260,"d":"1,260.00 Kč"},{"v":0,"d":"0.00 Kč"}]
[null,null,"FHMB1.","BRASS FILTER STRAINER VALVE - TEMP. CONTR. 1\" FIP","1\" BRASS BSP",null,20,null,0.03864,null,{"v":1368,"d":"1,368.00 Kč"},{"v":0,"d":"0.00 Kč"},0,{"v":1368,"d":"1,368.00 Kč"},{"v":0,"d":"0.00 Kč"}]
[null,null,"FHMC12FF.","BRASS FILTER, WITH 100 MIC CARTRIDGE, FIP 1/2\" BSP","1/2\" BRASS BSP",null,10,null,0.004255,null,{"v":348,"d":"348.00 Kč"},{"v":0,"d":"0.00 Kč"},0,{"v":348,"d":"348.00 Kč"},{"v":0,"d":"0.00 Kč"}]
[null,null,"FHMC34FF.","BRASS FILTER, WITH 100 MIC CARTRIDGE, FIP 3/4\" BSP","3/4\" BRASS BSP",null,10,null,0.004255,null,{"v":474,"d":"474.00 Kč"},{"v":0,"d":"0.00 Kč"},0,{"v":474,"d":"474.00 Kč"},{"v":0,"d":"0.00 Kč"}]
[null,null,"FHMC1FF.","BRASS FILTER, WITH 100 MIC CARTRIDGE, FIP 1\" BSP","1\" BRASS BSP",null,10,null,0.004255,null,{"v":510,"d":"510.00 Kč"},{"v":0,"d":"0.00 Kč"},0,{"v":510,"d":"510.00 Kč"},{"v":0,"d":"0.00 Kč"}]
["VLOŽKY - Sedimentové foukané polypropylenové kartuše",{"$nulls":4}," "]
[null,null,"FCPS1-5.","MELT-BLOWN PP CARTRIDGE - 1 MIC., 4 7/8\" X 2 1/2\"","5\"",null,100,null,0.0659456,null,{"v":42,"d":"42.00 Kč"},{"v":0,"d":"0.00 Kč"},0,{"v":42,"d":"42.00 Kč"},{"v":0,"d":"0.00 Kč"}]
[null,null,"FCPS5-5.","MELT-BLOWN PP CARTRIDGE - 5 MIC., 4 7/8\" X 2 1/2\"","5\"",null,100,null,0.0659456,null,{"v":42,"d":"42.00 Kč"},{"v":0,"d":"0.00 Kč"},0,{"v":42,"d":"42.00 Kč"},{"v":0,"d":"0.00 Kč"}]
[null,null,"FCPS20-5.","MELT-BLOWN PP CARTRIDGE - 20 MIC., 4 7/8\" X 2 1/2\"","5\"",null,100,null,0.0659456,null,{"v":42,"d":"42.00 Kč"},{"v":0,"d":"0.00 Kč"},0,{"v":42,"d":"42.00 Kč"},{"v":0,"d":"0.00 Kč"}]
[null,null,"FCPS50-5.","MELT-BLOWN PP CARTRIDGE - 50 MIC., 4 7/8\" X 2 1/2\"","5\"",null,100,null,0.0659456,null,{"v":42,"d":"42.00 Kč"},{"v":0,"d":"0.00 Kč"},0,{"v":42,"d":"42.00 Kč"},{"v":0,"d":"0.00 Kč"}]
[null,null,"FCPS1.","MELT-BLOWN PP CARTRIDGE - 1 MIC., 9 7/8\" X 2 1/2\"","10\"",null,50,null,0.0659456,null,{"v":54,"d":"54.00 Kč"},{"v":0,"d":"0.00 Kč"},0,{"v":54,"d":"54.00 Kč"},{"v":0,"d":"0.00 Kč"}]
[null,null,"FCPS5.","MELT-BLOWN PP CARTRIDGE - 5 MIC., 9 7/8\" X 2 1/2\"","10\"",null,50,null,0.0659456,null,{"v":54,"d":"54.00 Kč"},{"v":0,"d":"0.00 Kč"},0,{"v":54,"d":"54.00 Kč"},{"v":0,"d":"0.00 Kč"}]
[null,null,"FCPS10.","MELT-BLOWN PP CARTRIDGE - 10 MIC., 9 7/8\" X 2 1/2\"","10\"",null,50,null,0.0659456,null,{"v":54,"d":"54.00 Kč"},{"v":0,"d":"0.00 Kč"},0,{"v":54,"d":"54.00 Kč"},{"v":0,"d":"0.00 Kč"}]
[null,null,"FCPS20.","MELT-BLOWN PP CARTRIDGE - 20 MIC., 9 7/8\" X 2 1/2\"","10\"",null,50,null,0.0659456,null,{"v":54,"d":"54.00 Kč"},{"v":0,"d":"0.00 Kč"},0,{"v":54,"d":"54.00 Kč"},{"v":0,"d":"0.00 Kč"}]
[null,null,"FCPS50.","MELT-BLOWN PP CARTRIDGE - 50 MIC., 9 7/8\" X 2 1/2\"","10\"",null,50,null,0.0659456,null,{"v":54,"d":"54.00 Kč"},{"v":0,"d":"0.00 Kč"},0,{"v":54,"d":"54.00 Kč"},{"v":0,"d":"0.00 Kč"}]
[null,null,"FCPS1-L.","MELT-BLOWN PP CARTRIDGE, LONG TYPE - 1 MIC., 20\" X 2 1/2\"","20\"",null,25,null,0.0659456,null,{"v":126,"d":"126.00 Kč"},{"v":0,"d":"0.00 Kč"},0,{"v":126,"d":"126.00 Kč"},{"v":0,"d":"0.00 Kč"}]
[null,null,"FCPS5-L.","MELT-BLOWN PP CARTRIDGE, LONG TYPE - 5 MIC., 20\" X 2 1/2\"","20\"",null,25,null,0.0659456,null,{"v":126,"d":"126.00 Kč"},{"v":0,"d":"0.00 Kč"},0,{"v":126,"d":"126.00 Kč"},{"v":0,"d":"0.00 Kč"}]
[null,null,"FCPS20-L.","MELT-BLOWN PP CARTRIDGE, LONG TYPE - 20 MIC., 20\" X 2 1/2\"","20\"",null,25,null,0.0659456,null,{"v":126,"d":"126.00 Kč"},{"v":0,"d":"0.00 Kč"},0,{"v":126,"d":"126.00 Kč"},{"v":0,"d":"0.00 Kč"}]
[null,null,"FCPS50-L.","MELT-BLOWN PP CARTRIDGE, LONG TYPE - 50 MIC., 20\" X 2 1/2\"","20\"",null,25,null,0.0659456,null,{"v":120,"d":"120.00 Kč"},{"v":0,"d":"0.00 Kč"},0,{"v":120,"d":"120.00 Kč"},{"v":0,"d":"0.00 Kč"}]
[null,null,"FCPS5-30.","MELT-BLOWN PP CARTRIDGE, LONG TYPE - 5 MIC., 30\" X 2 1/2\"","30\"",null,25,null,0.08815353749999999,null,{"v":228,"d":"228.00 Kč"},{"v":0,"d":"0.00 Kč"},0,{"v":228,"d":"228.00 Kč"},{"v":0,"d":"0.00 Kč"}]
[null,null,"FCPS20-30.","MELT-BLOWN PP CARTRIDGE, LONG TYPE - 20 MIC., 30\" X 2 1/2\"","30\"",null,25,null,0.08815353749999999,null,{"v":228,"d":"228.00 Kč"},{"v":0,"d":"0.00 Kč"},0,{"v":228,"d":"228.00 Kč"},{"v":0,"d":"0.00 Kč"}]
[null,null,"FCPS5-40.","MELT-BLOWN PP CARTRIDGE, LONG TYPE - 5 MIC., 40\" X 2 1/2\"","40\"",null,25,null,0.12153125249999999,null,{"v":282,"d":"282.00 Kč"},{"v":0,"d":"0.00 Kč"},0,{"v":282,"d":"282.00 Kč"},{"v":0,"d":"0.00 Kč"}]
[null,null,"FCPS20-40.","MELT-BLOWN PP CARTRIDGE, LONG TYPE - 20 MIC., 40\" X 2 1/2\"","40\"",null,25,null,0.12153125249999999,null,{"v":282,"d":"282.00 Kč"},{"v":0,"d":"0.00 Kč"},0,{"v":282,"d":"282.00 Kč"},{"v":0,"d":"0.00 Kč"}]
[null,null,"FCPS1M10B.","MELT-BLOWN PP CARTRIDGE FOR BB - 1 MIC., 9 7/8\" X 4 1/2\"","10\" BB",null,12,null,0.0676338,null,{"v":210,"d":"210.00 Kč"},{"v":0,"d":"0.00 Kč"},0,{"v":210,"d":"210.00 Kč"},{"v":0,"d":"0.00 Kč"}]
[null,null,"FCPS5M10B.","MELT-BLOWN PP CARTRIDGE FOR BB - 5 MIC., 9 7/8\" X 4 1/2\"","10\" BB",null,12,null,0.0676338,null,{"v":210,"d":"210.00 Kč"},{"v":0,"d":"0.00 Kč"},0,{"v":210,"d":"210.00 Kč"},{"v":0,"d":"0.00 Kč"}]
[null,null,"FCPS20M10B.","MELT-BLOWN PP CARTRIDGE FOR BB - 20 MIC., 9 7/8\" X 4 1/2\"","10\" BB",null,12,null,0.0676338,null,{"v":210,"d":"210.00 Kč"},{"v":0,"d":"0.00 Kč"},0,{"v":210,"d":"210.00 Kč"},{"v":0,"d":"0.00 Kč"}]
[null,null,"FCPS50M10B.","MELT-BLOWN PP CARTRIDGE FOR BB - 50 MIC., 9 7/8\" X 4 1/2\"","10\" BB",null,12,null,0.0676338,null,{"v":210,"d":"210.00 Kč"},{"v":0,"d":"0.00 Kč"},0,{"v":210,"d":"210.00 Kč"},{"v":0,"d":"0.00 Kč"}]
[null,null,"FCPS1M20B.","MELT-BLOWN PP CARTRIDGE FOR BB - 1 MIC., 20\" X 4 1/2\"","20\" BB",null,6,null,0.0676338,null,{"v":444,"d":"444.00 Kč"},{"v":0,"d":"0.00 Kč"},0,{"v":444,"d":"444.00 Kč"},{"v":0,"d":"0.00 Kč"}]
[null,null,"FCPS5M20B.","MELT-BLOWN PP CARTRIDGE FOR BB - 5 MIC., 20\" X 4 1/2\"","20\" BB",null,6,null,0.0676338,null,{"v":444,"d":"444.00 Kč"},{"v":0,"d":"0.00 Kč"},0,{"v":444,"d":"444.00 Kč"},{"v":0,"d":"0.00 Kč"}]
[null,null,"FCPS20M20B.","MELT-BLOWN PP CARTRIDGE FOR BB - 20 MIC., 20\" X 4 1/2\"","20\" BB",null,6,null,0.0676338,null,{"v":444,"d":"444.00 Kč"},{"v":0,"d":"0.00 Kč"},0,{"v":444,"d":"444.00 Kč"},{"v":0,"d":"0.00 Kč"}]
[null,null,"FCPS50M20B.","MELT-BLOWN PP CARTRIDGE FOR BB - 50 MIC., 20\" X 4 1/2\"","20\" BB",null,6,null,0.0676338,null,{"v":444,"d":"444.00 Kč"},{"v":0,"d":"0.00 Kč"},0,{"v":444,"d":"444.00 Kč"},{"v":0,"d":"0.00 Kč"}]
["VLOŽKY - Sedimentové bakteriostatické náplně z polypropylenu foukaného kovem",{"$nulls":4}," "]
[null,null,"FCPS5-AB.","MELT-BLOWN BACTERIOSTATIC PP CARTRIDGE - 5 MIC., 9 7/8\" X 2 1/2\"","10\"",null,50,null,0.06577999999999999,null,{"v":84,"d":"84.00 Kč"},{"v":0,"d":"0.00 Kč"},0,{"v":84,"d":"84.00 Kč"},{"v":0,"d":"0.00 Kč"}]
[null,null,"FCPS20-AB.","MELT-BLOWN BACTERIOSTATIC PP CARTRIDGE - 20 MIC., 9 7/8\" X 2 1/2\"","10\"",null,50,null,0.06577999999999999,null,{"v":84,"d":"84.00 Kč"},{"v":0,"d":"0.00 Kč"},0,{"v":84,"d":"84.00 Kč"},{"v":0,"d":"0.00 Kč"}]
[null,null,"FCPS5-L-AB.","MELT-BLOWN BACTERIOSTATIC PP CARTRIDGE, LONG TYPE - 5 MIC., 20\" X 2 1/2\"","20\"",null,25,null,0.06491749999999999,null,{"v":180,"d":"180.00 Kč"},{"v":0,"d":"0.00 Kč"},0,{"v":180,"d":"180.00 Kč"},{"v":0,"d":"0.00 Kč"}]
[null,null,"FCPS20-L-AB.","MELT-BLOWN BACTERIOSTATIC PP CARTRIDGE, LONG TYPE - 20 MIC., 20\" X 2 1/2\"","20\"",null,25,null,0.06491749999999999,null,{"v":180,"d":"180.00 Kč"},{"$f":"$K136*$J136","v":{"v":0,"d":"0.00 Kč"}},{"$f":"$M$3","v":0},{"$f":"$K136-($K136/100*$M136)","v":{"v":180,"d":"180.00 Kč"}},{"v":0,"d":"0.00 Kč"}]
[null,null,"AIPRO5-AQ.","IN-LINE 5 MIC. SEDIMENT CARTRIDGE - 6\" X 2\", 1/4\" NPT","2\" X 6\"- 1/4\" NPT",null,50,null,0.055775,null,{"v":132,"d":"132.00 Kč"},{"v":0,"d":"0.00 Kč"},0,{"v":132,"d":"132.00 Kč"},{"$f":"L137-(L137/100*M137)","v":{"v":0,"d":"0.00 Kč"}}]
[null,null,"AIPRO.","IN-LINE 5 MIC. SEDIMENT CARTRIDGE - 10\" X 2\", 1/4\" NPT","2\" X 10\"- 1/4\" NPT",null,25,null,0.026795,null,{"v":198,"d":"198.00 Kč"},{"v":0,"d":"0.00 Kč"},0,{"v":198,"d":"198.00 Kč"},{"v":0,"d":"0.00 Kč"}]
[null,null,"AIPRO-QC.","IN-LINE 5 MIC. SEDIMENT CARTRIDGE - 10\" X 2\", 1/4\" QC","2\" X 10\"- 1/4\" QC",null,25,null,0.026737499999999997,null,{"v":228,"d":"228.00 Kč"},{"v":0,"d":"0.00 Kč"},0,{"v":228,"d":"228.00 Kč"},{"v":0,"d":"0.00 Kč"}]
[null,null,"AIPRO-1M-AQ.","IN-LINE 5 MIC. SEDIMENT CARTRIDGE - 12\" X 2 1/2\", 1/4\" NPT","2,5\" X 12\" - 1/4\" NPT",null,20,null,0.05133599999999999,null,{"v":216,"d":"216.00 Kč"},{"v":0,"d":"0.00 Kč"},0,{"v":216,"d":"216.00 Kč"},{"v":0,"d":"0.00 Kč"}]
[null,null,"AIPRO-20M-AQ.","IN-LINE 20 MIC. SEDIMENT CARTRIDGE - 12\" X 2 1/2\", 1/4\" NPT","2,5\" X 12\" - 1/4\" NPT",null,20,null,0.05133599999999999,null,{"v":216,"d":"216.00 Kč"},{"v":0,"d":"0.00 Kč"},0,{"v":216,"d":"216.00 Kč"},{"v":0,"d":"0.00 Kč"}]
[null,null,"AIPRO-1M-AQ-AB.","IN-LINE 5 MIC. SEDIMENT BACTERIOSTATIC CARTRIDGE - 12\" X 2 1/2\", 1/4\" NPT","2,5\" X 12\" - 1/4\" NPT",null,20,null,0.05133599999999999,null,{"v":282,"d":"282.00 Kč"},{"v":0,"d":"0.00 Kč"},0,{"v":282,"d":"282.00 Kč"},{"v":0,"d":"0.00 Kč"}]
[null,null,"AIPRO-1M-QM.","IN-LINE 1 MIC. SEDIMENT CARTRIDGE - 12\" X 2 1/2\", 1/4\" PUSH IN QUICK MALE","2,5\" X 12\"- 1/4\" QM",null,20,null,0.05133599999999999,null,{"v":288,"d":"288.00 Kč"},{"v":0,"d":"0.00 Kč"},0,{"v":288,"d":"288.00 Kč"},{"v":0,"d":"0.00 Kč"}]
[null,null,"AIPRO-20M-QM.","IN-LINE 20 MIC. SEDIMENT CARTRIDGE - 12\" X 2 1/2\", 1/4\" PUSH IN QUICK MALE","2,5\" X 12\"- 1/4\" QM",null,20,null,0.05133599999999999,null,{"v":288,"d":"288.00 Kč"},{"v":0,"d":"0.00 Kč"},0,{"v":288,"d":"288.00 Kč"},{"v":0,"d":"0.00 Kč"}]
[null,null,"AIPRO-1M-TW.","TWIST BN1 QUICK CONNECT ON-OFF FILTER SEDIMENT CARTRIDGE - 12\" X 2 1/2\" 1 MIC.","12\" TWIST TYPE",null,20,null,0.05134635,null,{"v":336,"d":"336.00 Kč"},{"v":0,"d":"0.00 Kč"},0,{"v":336,"d":"336.00 Kč"},{"v":0,"d":"0.00 Kč"}]
["ZÁSOBNÍKY - Zásobníky na sedimenty z polypropylenové příze",{"$nulls":4}," "]
[null,null,"FCPP1.","PP YARN SEDIMENT FILTER CARTRIDGE - 1 MIC., 9 7/8\" X 2 1/2\"","10\"",null,50,null,0.0659456,null,{"v":84,"d":"84.00 Kč"},{"v":0,"d":"0.00 Kč"},0,{"v":84,"d":"84.00 Kč"},{"v":0,"d":"0.00 Kč"}]
[null,null,"FCPP5.","PP YARN SEDIMENT FILTER CARTRIDGE - 5 MIC., 9 7/8\" X 2 1/2\"","10\"",null,50,null,0.0659456,null,{"v":84,"d":"84.00 Kč"},{"v":0,"d":"0.00 Kč"},0,{"v":84,"d":"84.00 Kč"},{"v":0,"d":"0.00 Kč"}]
[null,null,"FCPP10.","PP YARN SEDIMENT FILTER CARTRIDGE - 10 MIC.,9 7/8\" X 2 1/2\"","10\"",null,50,null,0.0659456,null,{"v":84,"d":"84.00 Kč"},{"v":0,"d":"0.00 Kč"},0,{"v":84,"d":"84.00 Kč"},{"v":0,"d":"0.00 Kč"}]
[null,null,"FCPP20.","PP YARN SEDIMENT FILTER CARTRIDGE - 20 MIC., 9 7/8\" X 2 1/2\"","10\"",null,50,null,0.0659456,null,{"v":84,"d":"84.00 Kč"},{"v":0,"d":"0.00 Kč"},0,{"v":84,"d":"84.00 Kč"},{"v":0,"d":"0.00 Kč"}]
[null,null,"FCPP50.","PP YARN SEDIMENT FILTER CARTRIDGE - 50 MIC., 9 7/8\" X 2 1/2\"","10\"",null,50,null,0.0659456,null,{"v":84,"d":"84.00 Kč"},{"v":0,"d":"0.00 Kč"},0,{"v":84,"d":"84.00 Kč"},{"v":0,"d":"0.00 Kč"}]
[null,null,"FCPP100.","PP YARN SEDIMENT FILTER CARTRIDGE - 100 MIC., 9 7/8\" X 2 1/2\"","10\"",null,50,null,0.0659456,null,{"v":84,"d":"84.00 Kč"},{"v":0,"d":"0.00 Kč"},0,{"v":84,"d":"84.00 Kč"},{"v":0,"d":"0.00 Kč"}]
[null,null,"FCPP1-L.","PP YARN SEDIMENT FILTER CARTRIDGE, LONG TYPE - 1 MIC., 20\" X 2 1/2\"","20\"",null,25,null,0.0659456,null,{"v":192,"d":"192.00 Kč"},{"v":0,"d":"0.00 Kč"},0,{"v":192,"d":"192.00 Kč"},{"v":0,"d":"0.00 Kč"}]
[null,null,"FCPP5-L.","PP YARN SEDIMENT FILTER CARTRIDGE, LONG TYPE - 5 MIC., 20\" X 2 1/2\"","20\"",null,25,null,0.0659456,null,{"v":192,"d":"192.00 Kč"},{"v":0,"d":"0.00 Kč"},0,{"v":192,"d":"192.00 Kč"},{"v":0,"d":"0.00 Kč"}]
[null,null,"FCPP10-L.","PP YARN SEDIMENT FILTER CARTRIDGE, LONG TYPE - 10 MIC., 20\" X 2 1/2\"","20\"",null,25,null,0.0659456,null,{"v":192,"d":"192.00 Kč"},{"v":0,"d":"0.00 Kč"},0,{"v":192,"d":"192.00 Kč"},{"v":0,"d":"0.00 Kč"}]
[null,null,"FCPP20-L.","PP YARN SEDIMENT FILTER CARTRIDGE, LONG TYPE - 20 MIC., 20\" X 2 1/2\"","20\"",null,25,null,0.0659456,null,{"v":192,"d":"192.00 Kč"},{"v":0,"d":"0.00 Kč"},0,{"v":192,"d":"192.00 Kč"},{"v":0,"d":"0.00 Kč"}]
[null,null,"FCPP50-L.","PP YARN SEDIMENT FILTER CARTRIDGE, LONG TYPE - 50 MIC., 20\" X 2 1/2\"","20\"",null,25,null,0.0659456,null,{"v":192,"d":"192.00 Kč"},{"v":0,"d":"0.00 Kč"},0,{"v":192,"d":"192.00 Kč"},{"v":0,"d":"0.00 Kč"}]
[null,null,"FCPP100-L.","PP YARN SEDIMENT FILTER CARTRIDGE, LONG TYPE - 100 MIC., 20\" X 2 1/2\"","20\"",null,25,null,0.0659456,null,{"v":192,"d":"192.00 Kč"},{"v":0,"d":"0.00 Kč"},0,{"v":192,"d":"192.00 Kč"},{"v":0,"d":"0.00 Kč"}]
[null,null,"FCPP5-30.","PP YARN SEDIMENT FILTER CARTRIDGE - 5 MIC., 30\" X 2 1/2\"","30\"",null,25,null,0.08815353749999999,null,{"v":360,"d":"360.00 Kč"},{"v":0,"d":"0.00 Kč"},0,{"v":360,"d":"360.00 Kč"},{"v":0,"d":"0.00 Kč"}]
[null,null,"FCPP20-30.","PP YARN SEDIMENT FILTER CARTRIDGE - 20 MIC., 30\" X 2 1/2\"","30\"",null,25,null,0.08815353749999999,null,{"v":360,"d":"360.00 Kč"},{"v":0,"d":"0.00 Kč"},0,{"v":360,"d":"360.00 Kč"},{"v":0,"d":"0.00 Kč"}]
[null,null,"FCPP5-40.","PP YARN SEDIMENT FILTER CARTRIDGE - 5 MIC., 40\" X 2 1/2\"","40\"",null,25,null,0.12153125249999999,null,{"v":480,"d":"480.00 Kč"},{"v":0,"d":"0.00 Kč"},0,{"v":480,"d":"480.00 Kč"},{"v":0,"d":"0.00 Kč"}]
[null,null,"FCPP20-40.","PP YARN SEDIMENT FILTER CARTRIDGE - 20 MIC., 40\" X 2 1/2\"","40\"",null,25,null,0.12153125249999999,null,{"v":480,"d":"480.00 Kč"},{"v":0,"d":"0.00 Kč"},0,{"v":480,"d":"480.00 Kč"},{"v":0,"d":"0.00 Kč"}]
[null,null,"FCPP5M10B.","PP YARN SEDIMENT FILTER CARTRIDGE FOR BB - 5 MIC., 9 7/8\" X 4 1/2\"","10\" BB",null,18,null,0.06491519999999999,null,{"v":330,"d":"330.00 Kč"},{"v":0,"d":"0.00 Kč"},0,{"v":330,"d":"330.00 Kč"},{"v":0,"d":"0.00 Kč"}]
[null,null,"FCPP20M10B.","PP YARN SEDIMENT FILTER CARTRIDGE FOR BB - 20 MIC., 9 7/8\" X 4 1/2\"","10\" BB",null,18,null,0.06491519999999999,null,{"v":330,"d":"330.00 Kč"},{"v":0,"d":"0.00 Kč"},0,{"v":330,"d":"330.00 Kč"},{"v":0,"d":"0.00 Kč"}]
[null,null,"FCPP5M20B.","PP YARN SEDIMENT FILTER CARTRIDGE FOR BB - 5 MIC., 20\" X 4 1/2\"","20\" BB",null,9,null,0.06491519999999999,null,{"v":666,"d":"666.00 Kč"},{"v":0,"d":"0.00 Kč"},0,{"v":666,"d":"666.00 Kč"},{"v":0,"d":"0.00 Kč"}]
[null,null,"FCPP20M20B.","PP YARN SEDIMENT FILTER CARTRIDGE FOR BB - 20 MIC., 20\" X 4 1/2\"","20\" BB",null,9,null,0.06491519999999999,null,{"v":666,"d":"666.00 Kč"},{"v":0,"d":"0.00 Kč"},0,{"v":666,"d":"666.00 Kč"},{"v":0,"d":"0.00 Kč"}]
["ZÁSOBNÍKY - Zásobníky na sedimenty z polypropylenové příze pro horkou vodu",{"$nulls":4}," "]
[null,null,"FCHOT1.","YARN CARTRIDGE, FOR HOT WATER 5 MICR. (UP TO 93C) - 9 7/8\" X 2 1/2\"","10\"",null,50,null,0.0659456,null,{"v":102,"d":"102.00 Kč"},{"v":0,"d":"0.00 Kč"},0,{"v":102,"d":"102.00 Kč"},{"v":0,"d":"0.00 Kč"}]
["ZÁSOBNÍKY - Omyvatelný sediment polyester, vícenásobné použití, plisovaný typ, zásobníky na studenou vodu.",{"$nulls":4}," "]
[null,null,"FCCEL5.","PLEATED FILTER CARTRIDGE - 5 MIC., 9 7/8\" X 2 1/2\"","10\"",null,40,null,0.0659456,null,{"v":156,"d":"156.00 Kč"},{"v":0,"d":"0.00 Kč"},0,{"v":156,"d":"156.00 Kč"},{"v":0,"d":"0.00 Kč"}]
[null,null,"FCCEL10.","PLEATED FILTER CARTRIDGE - 10 MIC., 9 7/8\" X 2 1/2\"","10\"",null,40,null,0.0659456,null,{"v":156,"d":"156.00 Kč"},{"v":0,"d":"0.00 Kč"},0,{"v":156,"d":"156.00 Kč"},{"v":0,"d":"0.00 Kč"}]
[null,null,"FCCEL20.","PLEATED FILTER CARTRIDGE - 20 MIC., 9 7/8\" X 2 1/2\"","10\"",null,40,null,0.0659456,null,{"v":156,"d":"156.00 Kč"},{"v":0,"d":"0.00 Kč"},0,{"v":156,"d":"156.00 Kč"},{"v":0,"d":"0.00 Kč"}]
[null,null,"FCCEL5-L.","PLEATED FILTER CARTRIDGE - 5 MIC., 20\" X 2 1/2\"","20\"",null,20,null,0.0659456,null,{"v":312,"d":"312.00 Kč"},{"v":0,"d":"0.00 Kč"},0,{"v":312,"d":"312.00 Kč"},{"v":0,"d":"0.00 Kč"}]
[null,null,"FCCEL20-L.","PLEATED FILTER CARTRIDGE - 20 MIC., 20\" X 2 1/2\"","20\"",null,20,null,0.0659456,null,{"v":312,"d":"312.00 Kč"},{"v":0,"d":"0.00 Kč"},0,{"v":312,"d":"312.00 Kč"},{"v":0,"d":"0.00 Kč"}]
[null,null,"FCCEL5M10B.","PLEATED FILTER CARTRIDGE - 5 MIC., 9 7/8\" X 4 1/2\" BB10","10\" BB",null,12,null,0.0676338,null,{"v":432,"d":"432.00 Kč"},{"v":0,"d":"0.00 Kč"},0,{"v":432,"d":"432.00 Kč"},{"v":0,"d":"0.00 Kč"}]
[null,null,"FCCEL20M10B.","PLEATED FILTER CARTRIDGE - 20 MIC., 9 7/8\" X 4 1/2\" BB20","10\" BB",null,12,null,0.0676338,null,{"v":414,"d":"414.00 Kč"},{"v":0,"d":"0.00 Kč"},0,{"v":414,"d":"414.00 Kč"},{"v":0,"d":"0.00 Kč"}]
[null,null,"FCCEL5M20B.","PLEATED FILTER CARTRIDGE - 5 MIC., 20\" X 4 1/2\" BB20","20\" BB",null,6,null,0.0676338,null,{"v":678,"d":"678.00 Kč"},{"v":0,"d":"0.00 Kč"},0,{"v":678,"d":"678.00 Kč"},{"v":0,"d":"0.00 Kč"}]
[null,null,"FCCEL20M20B.","PLEATED FILTER CARTRIDGE - 20 MIC., 20\" X 4 1/2\" BB10","20\" BB",null,6,null,0.0676338,null,{"v":678,"d":"678.00 Kč"},{"v":0,"d":"0.00 Kč"},0,{"v":678,"d":"678.00 Kč"},{"v":0,"d":"0.00 Kč"}]
["VLOŽKY - Sedimentové polypropylenové, víceúčelové nylonové síťové kartuše pro studenou vodu.",{"$nulls":4}," "]
[null,null,"FCPNN50M.","MULTI USE SEDIMENT FILTER CARTRIDGE, NYLON SCREEN - 50 MIC., 9 7/8\" X 2 1/2\"","10\"",null,20,null,0.05134635,null,{"v":234,"d":"234.00 Kč"},{"v":0,"d":"0.00 Kč"},0,{"v":234,"d":"234.00 Kč"},{"v":0,"d":"0.00 Kč"}]
[null,null,"FCPNN100M.","MULTI USE SEDIMENT FILTER CARTRIDGE, NYLON SCREEN - 100 MIC., 9 7/8\" X 2 1/2\"","10\"",null,20,null,0.05134635,null,{"v":228,"d":"228.00 Kč"},{"v":0,"d":"0.00 Kč"},0,{"v":228,"d":"228.00 Kč"},{"v":0,"d":"0.00 Kč"}]
[null,null,"FCPNN150M.","MULTI USE SEDIMENT FILTER CARTRIDGE, NYLON SCREEN - 150 MIC., 9 7/8\" X 2 1/2\"","10\"",null,20,null,0.05134635,null,{"v":270,"d":"270.00 Kč"},{"v":0,"d":"0.00 Kč"},0,{"v":270,"d":"270.00 Kč"},{"v":0,"d":"0.00 Kč"}]
["CARTRIDGES - Keramické kartuše",{"$nulls":4}," "]
[null,null,"FCCER.","CERAMIC CARTRIDGE - 9 7/8\" X 2 1/2\"","10\"",null,20,null,0.04162999999999999,null,{"v":354,"d":"354.00 Kč"},{"v":0,"d":"0.00 Kč"},0,{"v":354,"d":"354.00 Kč"},{"v":0,"d":"0.00 Kč"}]
[null,null,"FCCERB.","CERAMIC-CARBON CARTRIDGE - 9 7/8\" X 2 1/2\"","10\"",null,20,null,0.04162999999999999,null,{"v":462,"d":"462.00 Kč"},{"v":0,"d":"0.00 Kč"},0,{"v":462,"d":"462.00 Kč"},{"v":0,"d":"0.00 Kč"}]
["NÁPLNĚ - UF membrány",{"$nulls":4}," "]
[null,null,"TLCHF-2T.","IN-LINE ULTRAFILTRATION MEMBRANE CARTRIDGE, TRANSPARENT HOUSING, 10\" X 2\", 1/4\" NPT","2\" X 10\" - 1/4\" NPT",null,18,null,0.0310305995,null,{"v":834,"d":"834.00 Kč"},{"v":0,"d":"0.00 Kč"},0,{"v":834,"d":"834.00 Kč"},{"v":0,"d":"0.00 Kč"}]
[null,null,"TLCHF-FP.","IN-LINE ULTRAFILTRATION MEMBRANE CARTRIDGE, WHITE HOUSING - 12\" X 2 1/2\", 1/4\" NPT","2,5\" X 12\" - 2*1/4\"QC",null,20,null,0.05134635,null,{"v":840,"d":"840.00 Kč"},{"v":0,"d":"0.00 Kč"},0,{"v":840,"d":"840.00 Kč"},{"v":0,"d":"0.00 Kč"}]
[null,null,"TLCHF-TW.","TWIST BN1 QUICK CONNECT ON-OFF ULTRAFILTRATION MAMBRANE CARTRIDGE, 12\" X 2 1/2\"","12\" *2 12\"TWIST TYPE",null,20,null,0.05134635,null,{"v":756,"d":"756.00 Kč"},{"v":0,"d":"0.00 Kč"},0,{"v":756,"d":"756.00 Kč"},{"v":0,"d":"0.00 Kč"}]
[null,null,"TLCHF-RC.","9 7/8\" X2 1/2\" CARTRIDGE SINGLE OPEN END NYLON NET SEDIMENT 100 MIC. WITH UF MEMBRANE 0.01 MIC.","10\"",null,20,null,0.05134635,null,{"v":804,"d":"804.00 Kč"},{"v":0,"d":"0.00 Kč"},0,{"v":804,"d":"804.00 Kč"},{"v":0,"d":"0.00 Kč"}]
[null,null,"TLCHF-MD.","9 7/8\" X2 1/2\" CARTRIDGE SINGLE OPEN END NYLON NET SEDIMENT 100 MIC. WITH UF MEMBRANE 0.01 MIC., SILICONE GASKET","10\"",null,20,null,0.05134635,null,{"v":894,"d":"894.00 Kč"},{"v":0,"d":"0.00 Kč"},0,{"v":894,"d":"894.00 Kč"},{"v":0,"d":"0.00 Kč"}]
["VLOŽKY - GAC (granulární aktivní uhlí) filtrační vložky",{"$nulls":4}," "]
[null,null,"FCCA.","GRANULAR ACTIVATED CARBON CARTRIDGE - 9 7/8'' X 2 1/2''","10\"",null,20,null,0.034629375,null,{"v":126,"d":"126.00 Kč"},{"v":0,"d":"0.00 Kč"},0,{"v":126,"d":"126.00 Kč"},{"v":0,"d":"0.00 Kč"}]
[null,null,"FCCA-L.","GRANULAR ACTIVATED CARBON CARTRIDGE - 20'' X 2 1/2''","20\"",null,15,null,0.0676338,null,{"v":366,"d":"366.00 Kč"},{"v":0,"d":"0.00 Kč"},0,{"v":366,"d":"366.00 Kč"},{"v":0,"d":"0.00 Kč"}]
[null,null,"FCCA10BB.","GRANULAR ACTIVATED CARBON CARTRIDGE - 9 7/8'' X 4 1/2'' BB10","10\" BB",null,12,null,0.0676338,null,{"v":444,"d":"444.00 Kč"},{"v":0,"d":"0.00 Kč"},0,{"v":444,"d":"444.00 Kč"},{"v":0,"d":"0.00 Kč"}]
[null,null,"FCCA20BB.","GRANULAR ACTIVATED CARBON CARTRIDGE - 20'' X 4 1/2'' BB20","20\" BB",null,6,null,0.0676338,null,{"v":744,"d":"744.00 Kč"},{"v":0,"d":"0.00 Kč"},0,{"v":744,"d":"744.00 Kč"},{"v":0,"d":"0.00 Kč"}]
[null,null,"FCCA-STO.","2-STAGE SEDIMENT AND GRANULAR ACTIVATED CARBON CARTRIDGE - 9 7/8'' X 2 1/2''","10\" STO",null,20,null,0.05134635,null,{"v":150,"d":"150.00 Kč"},{"v":0,"d":"0.00 Kč"},0,{"v":150,"d":"150.00 Kč"},{"v":0,"d":"0.00 Kč"}]
[null,null,"FCCBHD5.","GRANULAR COCONUT SHELL CARBON CARTRIDGE - 4 7/8'' X 2 1/2''","5\"",null,40,null,0.05134635,null,{"v":96,"d":"96.00 Kč"},{"v":0,"d":"0.00 Kč"},0,{"v":96,"d":"96.00 Kč"},{"v":0,"d":"0.00 Kč"}]
[null,null,"FCCBHD.","GRANULAR COCONUT SHELL CARBON CARTRIDGE - 9 7/8'' X 2 1/2''","10\"",null,20,null,0.034629375,null,{"v":162,"d":"162.00 Kč"},{"v":0,"d":"0.00 Kč"},0,{"v":162,"d":"162.00 Kč"},{"v":0,"d":"0.00 Kč"}]
[null,null,"FCCBHD-L.","GRANULAR COCONUT SHELL CARBON CARTRIDGE - 20'' X 2 1/2''","20\"",null,15,null,0.0676338,null,{"v":414,"d":"414.00 Kč"},{"$f":"$K200*$J200","v":{"v":0,"d":"0.00 Kč"}},{"$f":"$M$3","v":0},{"$f":"$K200-($K200/100*$M200)","v":{"v":414,"d":"414.00 Kč"}},{"v":0,"d":"0.00 Kč"}]
[null,null,"FCCBHD10BB.","GRANULAR COCONUT SHELL CARBON CARTRIDGE - 9 7/8'' X 4 1/2'' BB10","10\" BB",null,12,null,0.0676338,null,{"v":540,"d":"540.00 Kč"},{"v":0,"d":"0.00 Kč"},0,{"v":540,"d":"540.00 Kč"},{"$f":"L201-(L201/100*M201)","v":{"v":0,"d":"0.00 Kč"}}]
[null,null,"FCCBHD20BB.","GRANULAR COCONUT SHELL CARBON CARTRIDGE - 20'' X 4 1/2'' BB20","20\" BB",null,6,null,0.0676338,null,{"v":1074,"d":"1,074.00 Kč"},{"v":0,"d":"0.00 Kč"},0,{"v":1074,"d":"1,074.00 Kč"},{"v":0,"d":"0.00 Kč"}]
[null,null,"FCCBHD-STO.","2-STAGE SEDIMENT AND GRANULAR COCONUT SHELL CARBON CARTRIDGE - 9 7/8'' X 2 1/2''","10\" STO",null,20,null,0.05134635,null,{"v":186,"d":"186.00 Kč"},{"v":0,"d":"0.00 Kč"},0,{"v":186,"d":"186.00 Kč"},{"v":0,"d":"0.00 Kč"}]
[null,null,"AICRO5-AQ.","IN-LINE COCONUT SHELL GAC CARTRIDGE - 6\" X 2\", 1/4'' NPT","2\" X 6\" - 1/4\" NPT",null,50,null,0.055775,null,{"v":180,"d":"180.00 Kč"},{"v":0,"d":"0.00 Kč"},0,{"v":180,"d":"180.00 Kč"},{"v":0,"d":"0.00 Kč"}]
[null,null,"AICRO.","IN-LINE COCONUT SHELL GAC CARTRIDGE - 10\" X 2\", 1/4'' NPT","2\" X 10\" - 1/4\" NPT",null,25,null,0.026795,null,{"v":144,"d":"144.00 Kč"},{"v":0,"d":"0.00 Kč"},0,{"v":144,"d":"144.00 Kč"},{"v":0,"d":"0.00 Kč"}]
[null,null,"AICRO-QC.","IN-LINE COCONUT SHELL GAC CARTRIDGE - 10\" X 2\", 1/4'' QC","2\" X 10\" - 1/4\" QC",null,25,null,0.026737499999999997,null,{"v":240,"d":"240.00 Kč"},{"v":0,"d":"0.00 Kč"},0,{"v":240,"d":"240.00 Kč"},{"v":0,"d":"0.00 Kč"}]
[null,null,"AICRO-L-AQ.","IN-LINE COCONUT SHELL GAC CARTRIDGE - 12\" X 2 1/2\", 1/4\" NPT","2,5\" X 12\" - 1/4\" NPT",null,20,null,0.05134635,null,{"v":246,"d":"246.00 Kč"},{"v":0,"d":"0.00 Kč"},0,{"v":246,"d":"246.00 Kč"},{"v":0,"d":"0.00 Kč"}]
[null,null,"AICRO-3-QM.","IN-LINE COCONUT SHELL GAC 12\" X 2 1/2\", 1/4\" PUSH IN QUICK MALE","2,5\" X 12\" - 1/4\" QM",null,20,null,0.05134635,null,{"v":294,"d":"294.00 Kč"},{"v":0,"d":"0.00 Kč"},0,{"v":294,"d":"294.00 Kč"},{"v":0,"d":"0.00 Kč"}]
[null,null,"AICRO-AB.","IN-LINE COCONUT SHELL GAC CARTRIDGE, WITH BACTERIOSTATIC PROPERT - 11\" X 2\", 1/4'' NPT","2\" X 10,8\" - 1/4\" NPT",null,18,null,0.0310305995,null,{"v":318,"d":"318.00 Kč"},{"v":0,"d":"0.00 Kč"},0,{"v":318,"d":"318.00 Kč"},{"v":0,"d":"0.00 Kč"}]
["VLOŽKY - GAC (granulované aktivní uhlí), KDF, Pryskyřičné filtrační vložky",{"$nulls":4}," "]
[null,null,"FCCBKDF5.","GRANULAR COCONUT SHELL CARBON WITH KDF CARTRIDGE - 4 7/8'' X 2 1/2''","5\"",null,40,null,0.05134635,null,{"v":156,"d":"156.00 Kč"},{"v":0,"d":"0.00 Kč"},0,{"v":156,"d":"156.00 Kč"},{"v":0,"d":"0.00 Kč"}]
[null,null,"FCCBKDF.","GRANULAR COCONUT SHELL CARBON WITH KDF CARTRIDGE - 9 7/8'' X 4 1/2''","10\"",null,20,null,0.034629375,null,{"v":240,"d":"240.00 Kč"},{"v":0,"d":"0.00 Kč"},0,{"v":240,"d":"240.00 Kč"},{"v":0,"d":"0.00 Kč"}]
[null,null,"FCCBKDF-L.","GRANULAR COCONUT SHEL CARBON WITH KDF CARTRIDGE - 20'' X 2 1/2''","20\"",null,15,null,0.0676338,null,{"v":552,"d":"552.00 Kč"},{"v":0,"d":"0.00 Kč"},0,{"v":552,"d":"552.00 Kč"},{"v":0,"d":"0.00 Kč"}]
[null,null,"FCCBKDF10BB.","GRANULAR COCONUT SHELL CARBON WITH KDF CARTRIDGE - 9 7/8'' X 4 1/2'' BB10","10\" BB",null,12,null,0.0676338,null,{"v":570,"d":"570.00 Kč"},{"v":0,"d":"0.00 Kč"},0,{"v":570,"d":"570.00 Kč"},{"v":0,"d":"0.00 Kč"}]
[null,null,"FCCBKDF20BB.","GRANULAR COCONUT SHELL CARBON WITH KDF CARTRIDGE, 20'' X 4 1/2'' BB20","20\" BB",null,6,null,0.0676338,null,{"v":1512,"d":"1,512.00 Kč"},{"v":0,"d":"0.00 Kč"},0,{"v":1512,"d":"1,512.00 Kč"},{"v":0,"d":"0.00 Kč"}]
[null,null,"FCCBKDF-STO.","2 STAGE SEDIMENT AND GRANULAR COCONUT SHELL CARBON WITH KDF CARTRIDGE - 9 7/8'' X 2 1/2''","10\" STO",null,20,null,0.05134635,null,{"v":258,"d":"258.00 Kč"},{"v":0,"d":"0.00 Kč"},0,{"v":258,"d":"258.00 Kč"},{"v":0,"d":"0.00 Kč"}]
[null,null,"FCCBKDF2.","GRANULAR COCONUT SHELL CARBON WITH KDF AND RESIN CARTRIDGE, 9 7/8'' X 4 1/2''","10\"",null,20,null,0.034629375,null,{"v":300,"d":"300.00 Kč"},{"v":0,"d":"0.00 Kč"},0,{"v":300,"d":"300.00 Kč"},{"v":0,"d":"0.00 Kč"}]
[null,null,"FCCBKDF210BB.","GRANULAR COCONUT SHELL CARBON WITH KDF AND RESIN CARTRIDGE - 9 7/8'' X 4 1/2''","10\" BB",null,12,null,0.0676338,null,{"v":702,"d":"702.00 Kč"},{"v":0,"d":"0.00 Kč"},0,{"v":702,"d":"702.00 Kč"},{"v":0,"d":"0.00 Kč"}]
[null,null,"AICRO-L4-AQ.","IN-LINE COCONUT SHELL GAC CARTRIDGE, WITH KDF - 12\" X 2 1/2\", 1/4'' NPT","2,5\" X 12\" - 1/4\" NPT",null,20,null,0.05134635,null,{"v":300,"d":"300.00 Kč"},{"v":0,"d":"0.00 Kč"},0,{"v":300,"d":"300.00 Kč"},{"v":0,"d":"0.00 Kč"}]
[null,null,"AICRO-4-QM.","IN-LINE COCONUT SHELL GAC WITH KDF - 12\" X 2 1/2\", 1/4\" PUSH IN QUICK MALE","2,5\" X 12\" - 1/4\" QM",null,20,null,0.05134635,null,{"v":324,"d":"324.00 Kč"},{"v":0,"d":"0.00 Kč"},0,{"v":324,"d":"324.00 Kč"},{"v":0,"d":"0.00 Kč"}]
["CARTRIDGES - karbonové blokové kazety",{"$nulls":4}," "]
[null,null,"FCCBL5.","CARBON BLOCK CARTRIDGE, WHITE SERIES - 4 7/8\" X 2 1/2\"","5\"",null,40,null,0.034629375,null,{"v":102,"d":"102.00 Kč"},{"v":0,"d":"0.00 Kč"},0,{"v":102,"d":"102.00 Kč"},{"v":0,"d":"0.00 Kč"}]
[null,null,"FCCBL.","CARBON BLOCK CARTRIDGE, WHITE SERIES - 9 7/8\" X 2 1/2\"","10\"",null,20,null,0.034629375,null,{"v":138,"d":"138.00 Kč"},{"v":0,"d":"0.00 Kč"},0,{"v":138,"d":"138.00 Kč"},{"v":0,"d":"0.00 Kč"}]
[null,null,"FCCBL-L.","CARBON BLOCK CARTRIDGE, WHITE SERIES - 20\" X 2 1/2\" LONG TYPE","20\"",null,15,null,0.0676338,null,{"v":354,"d":"354.00 Kč"},{"v":0,"d":"0.00 Kč"},0,{"v":354,"d":"354.00 Kč"},{"v":0,"d":"0.00 Kč"}]
[null,null,"FCCBL10BB.","CARBON BLOCK CARTRIDGE, WHITE SERIES - 9 7/8\" X 4 1/2\" BB10","10\" BB",null,12,null,0.0676338,null,{"v":438,"d":"438.00 Kč"},{"v":0,"d":"0.00 Kč"},0,{"v":438,"d":"438.00 Kč"},{"v":0,"d":"0.00 Kč"}]
[null,null,"FCCBL20BB.","CARBON BLOCK CARTRIDGE, WHITE SERIES - 20\" X 4 1/2\" BB20","20\" BB",null,6,null,0.0676338,null,{"v":882,"d":"882.00 Kč"},{"v":0,"d":"0.00 Kč"},0,{"v":882,"d":"882.00 Kč"},{"v":0,"d":"0.00 Kč"}]
[null,null,"FCCBL5-S.","CARBON BLOCK CARTRIDGE, SILVER SERIES, MULTI-MEDIA - 4 7/8'' X 2 1/2''","5\"",null,40,null,0.034629375,null,{"v":108,"d":"108.00 Kč"},{"v":0,"d":"0.00 Kč"},0,{"v":108,"d":"108.00 Kč"},{"v":0,"d":"0.00 Kč"}]
[null,null,"FCCBL-S.","CARBON BLOCK CARTRIDGE, SILVER SERIES, MULTI-MEDIA - 9 7/8\" X 2 1/2\"","10\"",null,20,null,0.034629375,null,{"v":162,"d":"162.00 Kč"},{"v":0,"d":"0.00 Kč"},0,{"v":162,"d":"162.00 Kč"},{"v":0,"d":"0.00 Kč"}]
[null,null,"FCCBL-L-S.","CARBON BLOCK CARTRIDGE, SILVER SERIES, MULTI-MEDIA CARTRIDGE - 20'' X 2 1/2'' LONG TYPE","20\"",null,15,null,0.0676338,null,{"v":384,"d":"384.00 Kč"},{"v":0,"d":"0.00 Kč"},0,{"v":384,"d":"384.00 Kč"},{"v":0,"d":"0.00 Kč"}]
[null,null,"FCCBL10BB-S.","CARBON BLOCK CARTRIDGE, SILVER SERIES, MULTI-MEDIA - 9 7/8'' X 4 1/2'' BB10","10\" BB",null,12,null,0.0676338,null,{"v":480,"d":"480.00 Kč"},{"v":0,"d":"0.00 Kč"},0,{"v":480,"d":"480.00 Kč"},{"v":0,"d":"0.00 Kč"}]
[null,null,"FCCBL20BB-S.","CARBON BLOCK CARTRIDGE, SILVER SERIES, MULTI-MEDIA - 20'' X 4 1/2'' BB20","20\" BB",null,6,null,0.0676338,null,{"v":984,"d":"984.00 Kč"},{"v":0,"d":"0.00 Kč"},0,{"v":984,"d":"984.00 Kč"},{"v":0,"d":"0.00 Kč"}]
[null,null,"FCCBL5-G.","CARBON BLOCK CARTRIDGE, GOLD SERIES - 4 7/8'' X 2 1/2''","5\"",null,40,null,0.034629375,null,{"v":126,"d":"126.00 Kč"},{"v":0,"d":"0.00 Kč"},0,{"v":126,"d":"126.00 Kč"},{"v":0,"d":"0.00 Kč"}]
[null,null,"FCCBL-G.","CARBON BLOCK CARTRIDGE, GOLD SERIES - 9 7/8\" X 2 1/2\"","10\"",null,20,null,0.034629375,null,{"v":186,"d":"186.00 Kč"},{"v":0,"d":"0.00 Kč"},0,{"v":186,"d":"186.00 Kč"},{"v":0,"d":"0.00 Kč"}]
[null,null,"FCCBL-L-G.","CARBON BLOCK CARTRIDGE, GOLD SERIES - 20\" X 2 1/2\" LONG TYPE","20\"",null,15,null,0.0676338,null,{"v":444,"d":"444.00 Kč"},{"v":0,"d":"0.00 Kč"},0,{"v":444,"d":"444.00 Kč"},{"v":0,"d":"0.00 Kč"}]
[null,null,"FCCBL10BB-G.","CARBON BLOCK CARTRIDGE, GOLD SERIES - 9 7/8\" X 4 1/2\" BB10","10\" BB",null,12,null,0.0676338,null,{"v":492,"d":"492.00 Kč"},{"v":0,"d":"0.00 Kč"},0,{"v":492,"d":"492.00 Kč"},{"v":0,"d":"0.00 Kč"}]
[null,null,"FCCBL20BB-G.","CARBON BLOCK CARTRIDGE, GOLD SERIES - 20\" X 4 1/2\" BB20","20\" BB",null,6,null,0.0676338,null,{"v":1044,"d":"1,044.00 Kč"},{"v":0,"d":"0.00 Kč"},0,{"v":1044,"d":"1,044.00 Kč"},{"v":0,"d":"0.00 Kč"}]
[null,null,"FCCBL5-P.","CARBON BLOCK CARTRIDGE, ACTIVATED FRUIT SHEL - 4 7/8\" X 2 1/2\"","5\"",null,40,null,0.034629375,null,{"v":114,"d":"114.00 Kč"},{"v":0,"d":"0.00 Kč"},0,{"v":114,"d":"114.00 Kč"},{"v":0,"d":"0.00 Kč"}]
[null,null,"FCCBL-P.","ACTIVATED FRUIT SHELL CARBON BLOCK - 9 7/8\" X 2 1/2\"","5\"",null,20,null,0.034629375,null,{"v":156,"d":"156.00 Kč"},{"v":0,"d":"0.00 Kč"},0,{"v":156,"d":"156.00 Kč"},{"v":0,"d":"0.00 Kč"}]
[null,null,"FCCBL-L-P.","CARBON BLOCK CARTRIDGE, ACTIVATED FRUIT SHEL - 20\" X 2 1/2\" LONG TYPE","20\"",null,15,null,0.0676338,null,{"v":396,"d":"396.00 Kč"},{"v":0,"d":"0.00 Kč"},0,{"v":396,"d":"396.00 Kč"},{"v":0,"d":"0.00 Kč"}]
[null,null,"FCCBL10BB-P.","CARBON BLOCK CARTRIDGE, ACTIVATED FRUIT SHELL - 9 7/8'' X 4 1/2'' BB10","10\" BB",null,12,null,0.0676338,null,{"v":456,"d":"456.00 Kč"},{"v":0,"d":"0.00 Kč"},0,{"v":456,"d":"456.00 Kč"},{"v":0,"d":"0.00 Kč"}]
[null,null,"FCCBL20BB-P.","CARBON BLOCK CARTRIDGE, ACTIVATED FRUIT SHELL - 20'' X 4 1/2'' BB20","20\" BB",null,6,null,0.0676338,null,{"v":930,"d":"930.00 Kč"},{"v":0,"d":"0.00 Kč"},0,{"v":930,"d":"930.00 Kč"},{"v":0,"d":"0.00 Kč"}]
[null,null,"FCPS5-BL-AB.","MELT-BLOWN BACTERIOSTATIC PP CARTRIDGE - 5 MIC. WITH ACTIVATE CARBON BLOCK, 9 7/8\" X 2 1/2\"","10\"",null,20,null,0.034629375,null,{"v":342,"d":"342.00 Kč"},{"v":0,"d":"0.00 Kč"},0,{"v":342,"d":"342.00 Kč"},{"v":0,"d":"0.00 Kč"}]
[null,null,"FCCBL-S-L-AQ.","IN-LINE CARBON BLOK, SILVER SERIES, MULTI-MEDIA IN WHITE HOUSING CARTRIDGE - 12\" X 2 1/2\", 1/4\" NPT","2,5\" X 12\" - 1/4\" NPT",null,20,null,0.05134635,null,{"v":288,"d":"288.00 Kč"},{"v":0,"d":"0.00 Kč"},0,{"v":288,"d":"288.00 Kč"},{"v":0,"d":"0.00 Kč"}]
[null,null,"FCCBL-S-TW.","TWIST BN1 QUICK CONNECT ON-OFF CARBON BLOCK MULTI-MEDIA CARTRIDGE - 12\" X 2 1/2\"","2,5\" X 12\" - 1/4\" NPT",null,20,null,0.05134635,null,{"v":420,"d":"420.00 Kč"},{"v":0,"d":"0.00 Kč"},0,{"v":420,"d":"420.00 Kč"},{"v":0,"d":"0.00 Kč"}]
["ZÁSOBNÍKY - Zásobníky na změkčování vody, snižující vodní kámen",{"$nulls":4}," "]
[null,null,"FCPRA5-C.","SCALE REDUCTION CARTRIDGE WITH COCONUT SHELL ACTIVATED CARBON - 4 7/8\" X 2 1/2\"","5\"",null,40,null,0.05134635,null,{"v":162,"d":"162.00 Kč"},{"v":0,"d":"0.00 Kč"},0,{"v":162,"d":"162.00 Kč"},{"v":0,"d":"0.00 Kč"}]
[null,null,"FCPRA-C.","SCALE REDUCTION CARTRIDGE WITH COCONUT SHELL ACTIVATED CARBON - 9 7/8\" X 2 1/2\"","10\"",null,20,null,0.034629375,null,{"v":264,"d":"264.00 Kč"},{"v":0,"d":"0.00 Kč"},0,{"v":264,"d":"264.00 Kč"},{"v":0,"d":"0.00 Kč"}]
[null,null,"FCPRA10BB-C.","SCALE REDUCTION CARTRIDGE WITH COCONUT SHELL ACTIVATED CARBON - 10\" X 4 1/2\" BB10","10\" BB",null,12,null,0.0676338,null,{"v":594,"d":"594.00 Kč"},{"v":0,"d":"0.00 Kč"},0,{"v":594,"d":"594.00 Kč"},{"v":0,"d":"0.00 Kč"}]
[null,null,"FCPRA20BB-C.","SCALE REDUCTION CARTRIDGE WITH COCONUT SHELL ACTIVATED CARBON - 20\" X 4 1/2\" BB20","20\" BB",null,6,null,0.0676338,null,{"v":1086,"d":"1,086.00 Kč"},{"v":0,"d":"0.00 Kč"},0,{"v":1086,"d":"1,086.00 Kč"},{"v":0,"d":"0.00 Kč"}]
[null,null,"FCPRA-10N.","SCALE REDUCTION CARTRIDGE, CLEAR HOUSING 9 7/8\" X 2 1/2\"","10\"",null,20,null,0.05134635,null,{"v":426,"d":"426.00 Kč"},{"v":0,"d":"0.00 Kč"},0,{"v":426,"d":"426.00 Kč"},{"v":0,"d":"0.00 Kč"}]
[null,null,"FCPRA-2C.","SCALE REDUCTION CARTRIDGE WITH COCONUT SHELL ACTIVATED CARBON, IN CLEAR HOUSING - 9 7/8\" X 2 1/2\"","10\"",null,20,null,0.05134635,null,{"v":468,"d":"468.00 Kč"},{"v":0,"d":"0.00 Kč"},0,{"v":468,"d":"468.00 Kč"},{"v":0,"d":"0.00 Kč"}]
[null,null,"FCPRA-W.","SCALE REDUCTION CARTRIDGE, WHITE HOUSING - 9 7/8\" X 2 1/2\"","10\"",null,20,null,0.034629375,null,{"v":426,"d":"426.00 Kč"},{"v":0,"d":"0.00 Kč"},0,{"v":426,"d":"426.00 Kč"},{"v":0,"d":"0.00 Kč"}]
[null,null,"FCPRA-20W-L.","SCALE REDUCTION CARTRIDGE - 20\" X 2 1/2\"","20\"",null,15,null,0.0676338,null,{"v":582,"d":"582.00 Kč"},{"v":0,"d":"0.00 Kč"},0,{"v":582,"d":"582.00 Kč"},{"v":0,"d":"0.00 Kč"}]
[null,null,"FCPRA-10BBW.","SCALE REDUCTION CARTRIDGE - 9 7/8\" X 4 1/2\" BB10","10\" BB",null,12,null,0.0676338,null,{"v":570,"d":"570.00 Kč"},{"v":0,"d":"0.00 Kč"},0,{"v":570,"d":"570.00 Kč"},{"v":0,"d":"0.00 Kč"}]
[null,null,"FCPRA-20BBW.","SCALE REDUCTION CARTRIDGE - 20\" X 4 1/2\" BB20","20\" BB",null,6,null,0.0676338,null,{"v":1062,"d":"1,062.00 Kč"},{"v":0,"d":"0.00 Kč"},0,{"v":1062,"d":"1,062.00 Kč"},{"v":0,"d":"0.00 Kč"}]
[null,null,"FCCST5.","SOFTENING CARTRIDGE - 4 7/8\" X 2 1/2\"","5\"",null,40,null,0.05134635,null,{"v":138,"d":"138.00 Kč"},{"v":0,"d":"0.00 Kč"},0,{"v":138,"d":"138.00 Kč"},{"v":0,"d":"0.00 Kč"}]
[null,null,"FCCST.","SOFTENING CARTRIDGE - 9 7/8\" X 2 1/2\"","10\"",null,20,null,0.0676338,null,{"v":198,"d":"198.00 Kč"},{"v":0,"d":"0.00 Kč"},0,{"v":198,"d":"198.00 Kč"},{"v":0,"d":"0.00 Kč"}]
[null,null,"FCCST-L.","SOFTENING CARTRIDGE, TYPE LONG - 20\" X 2 1/2\"","20\"",null,15,null,0.0676338,null,{"v":522,"d":"522.00 Kč"},{"v":0,"d":"0.00 Kč"},0,{"v":522,"d":"522.00 Kč"},{"v":0,"d":"0.00 Kč"}]
[null,null,"FCCST10BB.","SOFTENING CARTRIDGE - 9 7/8\" X 4 1/2\" BB10","10\" BB",null,12,null,0.0676338,null,{"v":744,"d":"744.00 Kč"},{"v":0,"d":"0.00 Kč"},0,{"v":744,"d":"744.00 Kč"},{"v":0,"d":"0.00 Kč"}]
[null,null,"FCCST20BB.","SOFTENING CARTRIDGE - 20'' X 4 1/2'' BB20","20\" BB",null,6,null,0.0676338,null,{"v":1422,"d":"1,422.00 Kč"},{"v":0,"d":"0.00 Kč"},0,{"v":1422,"d":"1,422.00 Kč"},{"v":0,"d":"0.00 Kč"}]
[null,null,"FCCST-STO.","SEDIMENT-SOFTENING CARTRIDGE - 9 7/8 X 2 1/2\"","10\" STO",null,20,null,0.05134635,null,{"v":258,"d":"258.00 Kč"},{"v":0,"d":"0.00 Kč"},0,{"v":258,"d":"258.00 Kč"},{"v":0,"d":"0.00 Kč"}]
[null,null,"FCCST2.","SOFTENING AND IRON REMOVING CARTRIDGE - 9 7/8\" X 2 1/2\"","10\"",null,20,null,0.0676338,null,{"v":210,"d":"210.00 Kč"},{"v":0,"d":"0.00 Kč"},0,{"v":210,"d":"210.00 Kč"},{"v":0,"d":"0.00 Kč"}]
[null,null,"AICRO-SOF.","IN-LINE COCONUT SHELL GAC / SCALE REDUCTION CARTRIDGE - 10\" X 2\" 1/4\" NPT","2\" X 10\" - 1/4\" NPT",null,25,null,0.026795,null,{"v":192,"d":"192.00 Kč"},{"v":0,"d":"0.00 Kč"},0,{"v":192,"d":"192.00 Kč"},{"v":0,"d":"0.00 Kč"}]
[null,null,"AISTRO.","IN-LINE SOFTENING CARTRIDGE - 10\" X 2\", 1/4\" NPT","2\" X 10\" - 1/4\" NPT",null,25,null,0.026795,null,{"v":156,"d":"156.00 Kč"},{"$f":"$K264*$J264","v":{"v":0,"d":"0.00 Kč"}},{"$f":"$M$3","v":0},{"$f":"$K264-($K264/100*$M264)","v":{"v":156,"d":"156.00 Kč"}},{"v":0,"d":"0.00 Kč"}]
[null,null,"AISTRO-QC.","IN-LINE SOFTENING CARTRIDGE - 10\" X 2\", 1/4\" QC","2\" X 10\" - 1/4\" QC",null,25,null,0.026737499999999997,null,{"v":198,"d":"198.00 Kč"},{"v":0,"d":"0.00 Kč"},0,{"v":198,"d":"198.00 Kč"},{"$f":"L265-(L265/100*M265)","v":{"v":0,"d":"0.00 Kč"}}]
[null,null,"AISTRO-L-AQ.","IN-LINE SOFTENING CARTRIDGE - 12\" X 2 1/2\", 1/4\" NPT","2,5\" X 12\" - 1/4\" NPT",null,20,null,0.05134635,null,{"v":276,"d":"276.00 Kč"},{"v":0,"d":"0.00 Kč"},0,{"v":276,"d":"276.00 Kč"},{"v":0,"d":"0.00 Kč"}]
[null,null,"AISTRO-2-TW.","TWIST BN1 QUICK CONNECT ON-OFF FILTER WATER SOFTENING AND IRON REDUCING CARTRIDGE, 12\" X 2 1/2\"","2,5\" X 12\" TWIST TYPE",null,20,null,0.05134635,null,{"v":420,"d":"420.00 Kč"},{"v":0,"d":"0.00 Kč"},0,{"v":420,"d":"420.00 Kč"},{"v":0,"d":"0.00 Kč"}]
["VLOŽKY - Filtrační vložky snižující železo, změkčování",{"$nulls":4}," "]
[null,null,"FCCFE5.","IRON REDUCING CARTRIDGE - 4 7/8\" X 2 1/2\"","5\"",null,40,null,0.05134635,null,{"v":210,"d":"210.00 Kč"},{"v":0,"d":"0.00 Kč"},0,{"v":210,"d":"210.00 Kč"},{"v":0,"d":"0.00 Kč"}]
[null,null,"FCCFE.","IRON REDUCING CARTRIDGE - 9 7/8\" X 2 1/2\"","10\"",null,20,null,0.034629375,null,{"v":234,"d":"234.00 Kč"},{"v":0,"d":"0.00 Kč"},0,{"v":234,"d":"234.00 Kč"},{"v":0,"d":"0.00 Kč"}]
[null,null,"FCCFE-L.","IRON REDUCING CARTRIDGE - 20\" X 2 1/2\"","20\"",null,15,null,0.0676338,null,{"v":720,"d":"720.00 Kč"},{"v":0,"d":"0.00 Kč"},0,{"v":720,"d":"720.00 Kč"},{"v":0,"d":"0.00 Kč"}]
[null,null,"FCCFE10BB.","IRON REDUCING CARTRIDGE - 9 7/8'' X 4 1/2'' BB10","10\" BB",null,12,null,0.0676338,null,{"v":810,"d":"810.00 Kč"},{"v":0,"d":"0.00 Kč"},0,{"v":810,"d":"810.00 Kč"},{"v":0,"d":"0.00 Kč"}]
[null,null,"FCCFE20BB.","IRON REDUCING CARTRIDGE - 20\" X 4 1/2\" BB20","20\" BB",null,6,null,0.0676338,null,{"v":1506,"d":"1,506.00 Kč"},{"v":0,"d":"0.00 Kč"},0,{"v":1506,"d":"1,506.00 Kč"},{"v":0,"d":"0.00 Kč"}]
[null,null,"AISTRO-2.","IN LINE SOFTENING AND IRON REDUCING CARTRIDGE - 10\" X 2\", 1/4\" NPT","2\" X 10\"- 1/4\" NPT",null,25,null,0.026795,null,{"v":168,"d":"168.00 Kč"},{"v":0,"d":"0.00 Kč"},0,{"v":168,"d":"168.00 Kč"},{"v":0,"d":"0.00 Kč"}]
[null,null,"AISTRO-2-QM.","IN-LINE SOFTENING AND IRON REDUCING CARTRIDGE - 12\" X 2 1/2\", 1/4\" PUSH IN QUICK MALE","2,5\" X 12\"- 1/4\" QM",null,20,null,0.05134635,null,{"v":270,"d":"270.00 Kč"},{"v":0,"d":"0.00 Kč"},0,{"v":270,"d":"270.00 Kč"},{"v":0,"d":"0.00 Kč"}]
["CARTRIDGES - Deionizační filtrační patrony",{"$nulls":4}," "]
[null,null,"AISTRO-DI.","IN-LINE DEIONIZATION CARTRIDGE - 10\" X 2\", 1/4\" NPT","2\" X 10\" - 1/4\" NPT",null,25,null,0.026795,null,{"v":240,"d":"240.00 Kč"},{"v":0,"d":"0.00 Kč"},0,{"v":240,"d":"240.00 Kč"},{"v":0,"d":"0.00 Kč"}]
[null,null,"AISTRO-DI-L-AQ.","IN-LINE DEIONIZATION CARTRIDGE - 12\" X 2 1/2\", 1/4\" NPT","2,5\" X 12 - 1/4\" NPT",null,20,null,0.05134635,null,{"v":324,"d":"324.00 Kč"},{"v":0,"d":"0.00 Kč"},0,{"v":324,"d":"324.00 Kč"},{"v":0,"d":"0.00 Kč"}]
["CARTRIDGES - mineralizační filtrační patrony",{"$nulls":4}," "]
[null,null,"AIMRO.","IN-LINE MINERALIZING CARTRIDGE - 10\" X 2\", 1/4\" NPT","2\" X 10\"- 1/4\" NPT",null,25,null,0.026795,null,{"v":228,"d":"228.00 Kč"},{"v":0,"d":"0.00 Kč"},0,{"v":228,"d":"228.00 Kč"},{"v":0,"d":"0.00 Kč"}]
[null,null,"AIMRO-QC.","IN-LINE MINERALIZING CARTRIDGE - 10\" X 2\" 1/4\" QC","2\" X 10\" - 1/4\" QC",null,25,null,0.026737499999999997,null,{"v":342,"d":"342.00 Kč"},{"v":0,"d":"0.00 Kč"},0,{"v":342,"d":"342.00 Kč"},{"v":0,"d":"0.00 Kč"}]
[null,null,"AIFIR-M.","IN-LINE PH+ AND MINERALIZATION CARTRIDGE, IN TRANSPARENT HOUSING - 11\" X 2\", 1/4\" NPT","2\"  X 10\" - 1/4\" NPT",null,18,null,0.0310305995,null,{"v":504,"d":"504.00 Kč"},{"v":0,"d":"0.00 Kč"},0,{"v":504,"d":"504.00 Kč"},{"v":0,"d":"0.00 Kč"}]
[null,null,"FCCM-TW.","TWIST BN1 QUICK CONNECT ON-OFF MINERALIZING CARTRIDGE - 12\" X 2 1/2\"","2.5\" X 12\" TWIST TYPE",null,20,null,0.05134635,null,{"v":426,"d":"426.00 Kč"},{"v":0,"d":"0.00 Kč"},0,{"v":426,"d":"426.00 Kč"},{"v":0,"d":"0.00 Kč"}]
[null,null,"AIFIR2000.","IN-LINE NEGATIVE ION CARTRIDGE, IN TRANSPARENT HOUSING - 11\" X 2\", 1/4\" NPT","2\" X 10\" - 1/4\" NPT",null,18,null,0.0310305995,null,{"v":750,"d":"750.00 Kč"},{"v":0,"d":"0.00 Kč"},0,{"v":750,"d":"750.00 Kč"},{"v":0,"d":"0.00 Kč"}]
[null,null,"AIFIR-200.","IN-LINE ALKALIZER CARTRIDGE, IN TRANSPARENT HOUSING - 11\" X 2\", 1/4\" NPT","2\"  X 10\" - 1/4\" NPT",null,18,null,0.0310305995,null,{"v":870,"d":"870.00 Kč"},{"v":0,"d":"0.00 Kč"},0,{"v":870,"d":"870.00 Kč"},{"v":0,"d":"0.00 Kč"}]
["CARTRIDGES - Sady kazet",{"$nulls":4}," "]
[null,null,"EXCITO-ST-CRT.","SET OF 4 IN-LINE CARTRIDGES FOR EXCITO-ST: AIPRO-20M-AQ, AISTRO-L-AQ, AICRO-L4-AQ, AIPRO-1M-AQ","2,5\" X 12\" - 1/4\" NPT",null,12,null,0.1023615,null,{"v":1044,"d":"1,044.00 Kč"},{"v":0,"d":"0.00 Kč"},0,{"v":1044,"d":"1,044.00 Kč"},{"v":0,"d":"0.00 Kč"}]
[null,null,"EXCITO-CRT.","SET OF 4 IN-LINE CARTRIDGES FOR EXCITO STANDARD: AIPRO-20M-AQ, AIPRO-1M-AQ, AICRO-L4-AQ, AICRO-L-AQ","2,5\" X 12\" - 1/4\" NPT",null,12,null,0.1023615,null,{"v":1026,"d":"1,026.00 Kč"},{"v":0,"d":"0.00 Kč"},0,{"v":1026,"d":"1,026.00 Kč"},{"v":0,"d":"0.00 Kč"}]
[null,null,"EXCITO-CLR-CRT.","SET OF 4 IN-LINE CARTRIDGES FOR EXCITO SYSTEM (CHLORINE REMOVING): AIPRO-20M-AQ, AIPRO-3-L-AQ, AICRO-L4-AQ, AICRO-L-AQ","2,5\" X 12\" - 1/4\" NPT",null,12,null,0.1023615,null,{"v":1068,"d":"1,068.00 Kč"},{"v":0,"d":"0.00 Kč"},0,{"v":1068,"d":"1,068.00 Kč"},{"v":0,"d":"0.00 Kč"}]
[null,null,"EXCITO-HF-CRT.","SET OF 3 IN-LINE CARTRIDGES FOR EXCITO STANDARD: AIPRO-20M-AQ, AIPRO-3-L-AQ, AICRO-L4-AQ","2,5\" X 12\" - 1/4\" NPT",null,12,null,0.1023615,null,{"v":834,"d":"834.00 Kč"},{"v":0,"d":"0.00 Kč"},0,{"v":834,"d":"834.00 Kč"},{"v":0,"d":"0.00 Kč"}]
[null,null,"EXCITO-B-CLR-CRT.","SET OF 4 IN-LINE CARTRIDGES FOR EXCITO-B SYSTEM: AIPRO-20M-QM, AISTRO-2-QM, AICRO-3-QM, AICRO-4-QM","2,5\" X 12\" - 1/4\" QM",null,12,null,0.1023615,null,{"v":1098,"d":"1,098.00 Kč"},{"v":0,"d":"0.00 Kč"},0,{"v":1098,"d":"1,098.00 Kč"},{"v":0,"d":"0.00 Kč"}]
[null,null,"FP3-K1-CRT.","SET OF 3 CARTRIDGES FOR SYSTEM FP3-K1: FCPS5, FCCST2, FCCBKDF","10\"",null,10,null,0.0667927245,null,{"v":618,"d":"618.00 Kč"},{"v":0,"d":"0.00 Kč"},0,{"v":618,"d":"618.00 Kč"},{"v":0,"d":"0.00 Kč"}]
[null,null,"EXCITO-01-CRT.","SET OF 3 IN-LINE CARTRIDGES FOR EXCITO: AIPRO-1M-AQ, AICRO-L-AQ, FCCBL-S-L-AQ","2,5\" X 12\" - 1/4\" NPT",null,12,null,0.1023615,null,{"v":810,"d":"810.00 Kč"},{"v":0,"d":"0.00 Kč"},0,{"v":810,"d":"810.00 Kč"},{"v":0,"d":"0.00 Kč"}]
[null,null,"FP3-CRT.","SET OF 3 CARTRIDGES FOR SYSTEM FP3: FCPS5, FCCBL, FCPS20","10\"",null,10,null,0.0667927245,null,{"v":336,"d":"336.00 Kč"},{"v":0,"d":"0.00 Kč"},0,{"v":336,"d":"336.00 Kč"},{"v":0,"d":"0.00 Kč"}]
[null,null,"RX-AFRO3-AQ-CRT.","SET OF CARTRIDGES FOR RX-AFRO3-AQ SYSTEM: AICRO, AIPRO","2\" X 10\" - 1/4\" NPT",null,15,null,0.05134635,null,{"v":384,"d":"384.00 Kč"},{"v":0,"d":"0.00 Kč"},0,{"v":384,"d":"384.00 Kč"},{"v":0,"d":"0.00 Kč"}]
["KAZETY - Prázdné - kazety pro opakované použití",{"$nulls":4}," "]
[null,null,"AICRO-E-212CL-THR.","REUSABLE IN-LINE EMPTY TRANSPARENT HOUSING CARTRIDGE - 12\" X 2 1/2\", 1/4\" NPT","2,5\" X 12\" - 1/4\" NPT",null,20,null,0.05133599999999999,null,{"v":228,"d":"228.00 Kč"},{"v":0,"d":"0.00 Kč"},0,{"v":228,"d":"228.00 Kč"},{"v":0,"d":"0.00 Kč"}]
[null,null,"FCEB10-N.","EMPTY CLEAR CARTRIDGE CASING - 9 7/8 X 2 1/2\"","10\"",null,20,null,0.05134635,null,{"v":192,"d":"192.00 Kč"},{"v":0,"d":"0.00 Kč"},0,{"v":192,"d":"192.00 Kč"},{"v":0,"d":"0.00 Kč"}]
[null,null,"AICRO-E.","IN-LINE EMPTY CARTRIDGE - 10\" X 2\", 1/4'' NPT","2\" X 10\" - 1/4\" NPT",null,35,null,0.05308975,null,{"v":126,"d":"126.00 Kč"},{"v":0,"d":"0.00 Kč"},0,{"v":126,"d":"126.00 Kč"},{"v":0,"d":"0.00 Kč"}]
["KAZETY - RO membrány",{"$nulls":4}," "]
[null,null,"TFC-70F-TW.","TWIST BN1 QUICK CONNECT ON-OFF RO MEMBRANE 70 GPD CARTRIDGE, 12\" X 2 1/2\"","2.5\" X 12\" TWIST TYPE",null,20,null,0.05134635,null,{"v":1374,"d":"1,374.00 Kč"},{"v":0,"d":"0.00 Kč"},0,{"v":1374,"d":"1,374.00 Kč"},{"v":0,"d":"0.00 Kč"}]
[null,null,"TFC-50F.","RO MEMBRANE AQUAFILTER 50 GPD 2012",2012,null,25,null,0.0331775,null,{"v":810,"d":"810.00 Kč"},{"v":0,"d":"0.00 Kč"},0,{"v":810,"d":"810.00 Kč"},{"v":0,"d":"0.00 Kč"}]
[null,null,"TFC-75F.","RO MEMBRANE AQUAFILTER 75 GPD 2012",2012,null,25,null,0.0331775,null,{"v":912,"d":"912.00 Kč"},{"v":0,"d":"0.00 Kč"},0,{"v":912,"d":"912.00 Kč"},{"v":0,"d":"0.00 Kč"}]
[null,null,"TFC-100F.","RO MEMBRANE AQUAFILTER 100 GPD 2012",2012,null,25,null,0.0331775,null,{"v":1182,"d":"1,182.00 Kč"},{"v":0,"d":"0.00 Kč"},0,{"v":1182,"d":"1,182.00 Kč"},{"v":0,"d":"0.00 Kč"}]
[null,null,"TFC-200F.","RO MEMBRANE AQUAFILTER 200 GPD 2012",2012,null,25,null,0.0331775,null,{"v":2280,"d":"2,280.00 Kč"},{"v":0,"d":"0.00 Kč"},0,{"v":2280,"d":"2,280.00 Kč"},{"v":0,"d":"0.00 Kč"}]
[null,null,"TFC-300F.","MEMBRANE AQUAFILTER, 300 GPD 2012",2012,null,25,null,0.0331775,null,{"v":2922,"d":"2,922.00 Kč"},{"v":0,"d":"0.00 Kč"},0,{"v":2922,"d":"2,922.00 Kč"},{"v":0,"d":"0.00 Kč"}]
[null,null,"TFC-200.","RO MEMBRANE AQUAFILTER 200GPD 3012",3012,null,16,null,0.047839999999999994,null,{"v":2214,"d":"2,214.00 Kč"},{"v":0,"d":"0.00 Kč"},0,{"v":2214,"d":"2,214.00 Kč"},{"v":0,"d":"0.00 Kč"}]
[null,null,"TFC-300.","RO MEMBRANE AQUAFILTER 300 GPD 3012",3012,null,16,null,0.047839999999999994,null,{"v":4350,"d":"4,350.00 Kč"},{"v":0,"d":"0.00 Kč"},0,{"v":4350,"d":"4,350.00 Kč"},{"v":0,"d":"0.00 Kč"}]
["SYSTÉMY - Faucetové filtry a kartuše",{"$nulls":4}," "]
[null,null,"FH2018-1-AQ.","FAUCET FILTER WITH COCONUT SHELL CARBON CARTRIDGE COMPLETE SET.","FAUCET",null,8,null,0.06679271852,null,{"v":1242,"d":"1,242.00 Kč"},{"v":0,"d":"0.00 Kč"},0,{"v":1242,"d":"1,242.00 Kč"},{"v":0,"d":"0.00 Kč"}]
[null,null,"FH2018-2-AQ.","FAUCET FILTER WITH ULTRAFILTRATION MEMBRANE (UF) AND COCONUT SHELL CARBON CARTRIDGE COMPLETE SET.","FAUCET",null,8,null,0.06679271852,null,{"v":1446,"d":"1,446.00 Kč"},{"v":0,"d":"0.00 Kč"},0,{"v":1446,"d":"1,446.00 Kč"},{"v":0,"d":"0.00 Kč"}]
[null,null,"FC2018-1-AQ.","CARBON CARTRIDGE FOR FAUCET FH2018-2-AQ OR FH2018-1-AQ","FAUCET",null,40,null,0.034629375,null,{"v":210,"d":"210.00 Kč"},{"v":0,"d":"0.00 Kč"},0,{"v":210,"d":"210.00 Kč"},{"v":0,"d":"0.00 Kč"}]
["SYSTÉMY - Pultové filtry",{"$nulls":4}," "]
[null,null,"FHCTF.","2-STAGE COUNTERTOP FILTER WITH FAUCET, FCCA-STO (2-STAGE CARTRIDGE), TUBING, CONNECTOR","2 STAGE",null,12,null,0.11988404999999999,null,{"v":1152,"d":"1,152.00 Kč"},{"v":0,"d":"0.00 Kč"},0,{"v":1152,"d":"1,152.00 Kč"},{"v":0,"d":"0.00 Kč"}]
[null,null,"FHCTF2.","2-STAGE COUNTERTOP SYSTEM WITH FAUCET, FCPS20, FCCBL, TUBING, CONNECTOR","2 STAGE",null,1,null,0.01737075,null,{"v":1800,"d":"1,800.00 Kč"},{"v":0,"d":"0.00 Kč"},0,{"v":1800,"d":"1,800.00 Kč"},{"v":0,"d":"0.00 Kč"}]
["SYSTÉMY - Podpultové systémy pro filtraci vody",{"$nulls":4}," "]
[null,null,"FP3-2.","3-STAGE UNDER COUNTER FILTRATION SYSTEM WITH F5, FT06, FCPS20, FCPS5, FCCBL\r\n","3 STAGE",null,1,null,0.0269192,null,{"v":2004,"d":"2,004.00 Kč"},{"v":0,"d":"0.00 Kč"},0,{"v":2004,"d":"2,004.00 Kč"},{"v":0,"d":"0.00 Kč"}]
[null,null,"FP3-K1.","3-STAGE UNDER COUNTER FILTRATION SYSTEM WITH F17, FT06, FCPS5, FCCST2, FCCBKDF","3 STAGE",null,1,null,0.0269192,null,{"v":2502,"d":"2,502.00 Kč"},{"v":0,"d":"0.00 Kč"},0,{"v":2502,"d":"2,502.00 Kč"},{"v":0,"d":"0.00 Kč"}]
[null,null,"FP3-K1N.","3-STAGE UNDER COUNTER FILTRATION SYSTEM WITH F5, FT06-P, FCPS5, FCCST2, FCCBKDF, CENT. DISC","3 STAGE",null,1,null,0.0269192,null,{"v":2244,"d":"2,244.00 Kč"},{"v":0,"d":"0.00 Kč"},0,{"v":2244,"d":"2,244.00 Kč"},{"v":0,"d":"0.00 Kč"}]
[null,null,"FP3-HJ-K1.","4-STAGE UNDER COUNTER FILTRATION SYSTEM WITH UF MEMBRANE, F17, FT06, FCPS5, FCCST2, FCCBKDF","4 STAGE",null,1,null,0.0269192,null,{"v":3114,"d":"3,114.00 Kč"},{"v":0,"d":"0.00 Kč"},0,{"v":3114,"d":"3,114.00 Kč"},{"v":0,"d":"0.00 Kč"}]
[null,null,"FP3-HJ-K1N.","4-STAGE UNDER COUNTER FILTRATION SYSTEM WITH UF MEMBRANE, F5, FT06-P, FCPS5, FCCST2, FCCBKDF, CENT. DISC","3 STAGE",null,1,null,0.0269192,null,{"v":2700,"d":"2,700.00 Kč"},{"v":0,"d":"0.00 Kč"},0,{"v":2700,"d":"2,700.00 Kč"},{"v":0,"d":"0.00 Kč"}]
["SYSTÉMY - Celý dům Big Blue vodní filtrační systémy",{"$nulls":4}," "]
[null,null,"HHBB10A.","TWO STAGES SYSTEM, 10\" BB TYPE ON FREE STANDING METAL FRAME-WHITE, BLUE HEAD, BLUE SUMPS, WRENCH, 2 X BAC. CENT. RINGS, 2 X GAUGE,","2 STAGE, 1\" BSP BRASS",null,1,null,0.06423899999999999,null,{"v":5064,"d":"5,064.00 Kč"},{"v":0,"d":"0.00 Kč"},0,{"v":5064,"d":"5,064.00 Kč"},{"v":0,"d":"0.00 Kč"}]
[null,null,"HHBB10B.","THREE STAGES SYSTEM, 10\" BB TYPE ON FREE STANDING METAL FRAME-WHITE, BLUE HEAD, BLUE SUMPS, WRENCH, 3 X BAC. CENT. RINGS, 2 X GAUGE","3 STAGE, 1\" BSP BRASS",null,1,null,0.09368589999999999,null,{"v":6510,"d":"6,510.00 Kč"},{"v":0,"d":"0.00 Kč"},0,{"v":6510,"d":"6,510.00 Kč"},{"v":0,"d":"0.00 Kč"}]
[null,null,"HHBB20A.","TWO STAGES SYSTEM, 20\" BB TYPE ON FREE STANDING METAL FRAME-WHITE, BLUE HEAD, BLUE SUMPS, WRENCH, 2 X BAC. CENT. RINGS, 2 X GAUGE","2 STAGE, 1\" BSP BRASS",null,1,null,0.091494,null,{"v":5892,"d":"5,892.00 Kč"},{"v":0,"d":"0.00 Kč"},0,{"v":5892,"d":"5,892.00 Kč"},{"v":0,"d":"0.00 Kč"}]
[null,null,"HHBB20B.","THREE STAGES SYSTEM, 20\" BB TYPE ON FREE STANDING METAL FRAME-WHITE, BLUE HEAD, BLUE SUMPS, WRENCH, 3 X BAC. CENT. RINGS, 2 X GAUGE","3 STAGE, 1\" BSP BRASS",null,1,null,0.131376,null,{"v":7374,"d":"7,374.00 Kč"},{"v":0,"d":"0.00 Kč"},0,{"v":7374,"d":"7,374.00 Kč"},{"v":0,"d":"0.00 Kč"}]
["SYSTÉMY - Systémy filtrace vody pro celý dům",{"$nulls":4}," "]
[null,null,"FHPLCL14-D-TWIN.","2-STAGE FILTRATION SYSTEM H10D, CLEAR SUMP WITH BLUE HEAD 1/4\" NPT, BRACKET, WRENCH, CENT. DISC","1/4\" NPT",null,6,null,0.13176239999999997,null,{"v":888,"d":"888.00 Kč"},{"$f":"$K328*$J328","v":{"v":0,"d":"0.00 Kč"}},{"$f":"$M$3","v":0},{"$f":"$K328-($K328/100*$M328)","v":{"v":888,"d":"888.00 Kč"}},{"v":0,"d":"0.00 Kč"}]
[null,null,"FHPLCL38-D-TWIN.","2-STAGE FILTRATION SYSTEM H10D, CLEAR SUMP WITH BLUE HEAD 3/8\" NPT, BRACKET, WRENCH, CENT. DISC","3/8\" NPT",null,6,null,0.13176239999999997,null,{"v":918,"d":"918.00 Kč"},{"v":0,"d":"0.00 Kč"},0,{"v":918,"d":"918.00 Kč"},{"$f":"L329-(L329/100*M329)","v":{"v":0,"d":"0.00 Kč"}}]
[null,null,"FHPLCL12-D-TWIN.","2-STAGE FILTRATION SYSTEM H10D, CLEAR SUMP WITH BLUE HEAD 1/2\" BSP, BRACKET, WRENCH, CENT. DISC","1/2\" BSP",null,6,null,0.13176239999999997,null,{"v":942,"d":"942.00 Kč"},{"v":0,"d":"0.00 Kč"},0,{"v":942,"d":"942.00 Kč"},{"v":0,"d":"0.00 Kč"}]
[null,null,"FHPLCL34-D-TWIN.","2-STAGE FILTRATION SYSTEM H10D, CLEAR SUMP WITH BLUE HEAD 3/4\" BSP, BRACKET, WRENCH, CENT. DISC","3/4\" BSP",null,6,null,0.13176239999999997,null,{"v":948,"d":"948.00 Kč"},{"v":0,"d":"0.00 Kč"},0,{"v":948,"d":"948.00 Kč"},{"v":0,"d":"0.00 Kč"}]
[null,null,"FHPLN14-D-TWIN.","2-STAGE FILTRATION SYSTEM H10D, BLUE SUMP WITH BLUE HEAD 1/4\" NPT, BRACKET, WRENCH, CENT. DISC","1/4\" NPT",null,6,null,0.13176239999999997,null,{"v":900,"d":"900.00 Kč"},{"v":0,"d":"0.00 Kč"},0,{"v":900,"d":"900.00 Kč"},{"v":0,"d":"0.00 Kč"}]
[null,null,"FHPLN38-D-TWIN.","2-STAGE FILTRATION SYSTEM H10D, BLUE SUMP WITH BLUE HEAD 3/8\" NPT, BRACKET, WRENCH, CENT. DISC","3/8\" NPT",null,6,null,0.13176239999999997,null,{"v":930,"d":"930.00 Kč"},{"v":0,"d":"0.00 Kč"},0,{"v":930,"d":"930.00 Kč"},{"v":0,"d":"0.00 Kč"}]
[null,null,"FHPLN12-D-TWIN.","2-STAGE FILTRATION SYSTEM H10D, BLUE SUMP WITH BLUE HEAD 1/2\" BSP, BRACKET, WRENCH, CENT. DISC","1/2\" BSP",null,6,null,0.13176239999999997,null,{"v":948,"d":"948.00 Kč"},{"v":0,"d":"0.00 Kč"},0,{"v":948,"d":"948.00 Kč"},{"v":0,"d":"0.00 Kč"}]
[null,null,"FHPLN34-D-TWIN.","2-STAGE FILTRATION SYSTEM H10D, BLUE WITH BLUE HEAD 3/4\" BSP, BRACKET, WRENCH, CENT. DISC","3/4\" BSP",null,6,null,0.13176239999999997,null,{"v":960,"d":"960.00 Kč"},{"v":0,"d":"0.00 Kč"},0,{"v":960,"d":"960.00 Kč"},{"v":0,"d":"0.00 Kč"}]
[null,null,"FHPLCL14-D-TRIPLE.","3-STAGE FILTRATION SYSTEM H10D, CLEAR SUMP WITH BLUE HEAD 1/4\" NPT, BRACKET, WRENCH, CENT. DISC","1/4\" NPT",null,4,null,0.13176239999999997,null,{"v":1410,"d":"1,410.00 Kč"},{"v":0,"d":"0.00 Kč"},0,{"v":1410,"d":"1,410.00 Kč"},{"v":0,"d":"0.00 Kč"}]
[null,null,"FHPLCL38-D-TRIPLE.","3-STAGE FILTRATION SYSTEM H10D, CLEAR SUMP WITH BLUE HEAD 3/8\" NPT, BRACKET, WRENCH, CENT. DISC","3/8\" NPT",null,4,null,0.13176239999999997,null,{"v":1428,"d":"1,428.00 Kč"},{"v":0,"d":"0.00 Kč"},0,{"v":1428,"d":"1,428.00 Kč"},{"v":0,"d":"0.00 Kč"}]
[null,null,"FHPLCL12-D-TRIPLE.","3-STAGE FILTRATION SYSTEM H10D, CLEAR SUMP WITH BLUE HEAD 1/2\" BSP, BRACKET, WRENCH, CENT. DISC","1/2\" BSP",null,4,null,0.13176239999999997,null,{"v":1446,"d":"1,446.00 Kč"},{"v":0,"d":"0.00 Kč"},0,{"v":1446,"d":"1,446.00 Kč"},{"v":0,"d":"0.00 Kč"}]
[null,null,"FHPLCL34-D-TRIPLE.","3-STAGE FILTRATION SYSTEM H10D, CLEAR SUMP WITH BLUE HEAD 3/4\" BSP, BRACKET, WRENCH, CENT. DISC","3/4\" BSP",null,4,null,0.13176239999999997,null,{"v":1452,"d":"1,452.00 Kč"},{"v":0,"d":"0.00 Kč"},0,{"v":1452,"d":"1,452.00 Kč"},{"v":0,"d":"0.00 Kč"}]
[null,null,"FHPLN14-D-TRIPLE.","3-STAGE FILTRATION SYSTEM H10D, BLUE SUMP WITH BLUE HEAD 1/4 NPT, BRACKET, WRENCH, CENT. DISC","1/4\" NPT",null,4,null,0.13176239999999997,null,{"v":1428,"d":"1,428.00 Kč"},{"v":0,"d":"0.00 Kč"},0,{"v":1428,"d":"1,428.00 Kč"},{"v":0,"d":"0.00 Kč"}]
[null,null,"FHPLN38-D-TRIPLE.","3-STAGE FILTRATION SYSTEM H10D, BLUE SUMP WITH BLUE HEAD 3/8\" NPT, BRACKET, WRENCH, CENT. DISC","3/8\" NPT",null,4,null,0.13176239999999997,null,{"v":1440,"d":"1,440.00 Kč"},{"v":0,"d":"0.00 Kč"},0,{"v":1440,"d":"1,440.00 Kč"},{"v":0,"d":"0.00 Kč"}]
[null,null,"FHPLN12-D-TRIPLE.","3-STAGE FILTRATION SYSTEM H10D, BLUE SUMP WITH BLUE HEAD 1/2\" BSP, BRACKET, WRENCH, CENT. DISC","1/2\" BSP",null,4,null,0.13176239999999997,null,{"v":1452,"d":"1,452.00 Kč"},{"v":0,"d":"0.00 Kč"},0,{"v":1452,"d":"1,452.00 Kč"},{"v":0,"d":"0.00 Kč"}]
[null,null,"FHPLN34-D-TRIPLE.","3-STAGE FILTRATION SYSTEM H10D, BLUE SUMP WITH BLUE HEAD 3/4\" BSP, BRACKET, WRENCH, CENT. DISC","3/4\" BSP",null,4,null,0.13176239999999997,null,{"v":1476,"d":"1,476.00 Kč"},{"v":0,"d":"0.00 Kč"},0,{"v":1476,"d":"1,476.00 Kč"},{"v":0,"d":"0.00 Kč"}]
[null,null,"FHPRCL12-3B-TWIN.","2-STAGE FILTRATION SYSTEM H10L, CLEAR SUMP WITH BLUE HEAD 1/2\" BSP/BRASS, BRACKET, WRENCH, CENT. DISC.","1/2\" BRASS BSP",null,6,null,0.13176239999999997,null,{"v":972,"d":"972.00 Kč"},{"v":0,"d":"0.00 Kč"},0,{"v":972,"d":"972.00 Kč"},{"v":0,"d":"0.00 Kč"}]
[null,null,"FHPRCL34-3B-TWIN.","2-STAGE FILTRATION SYSTEM H10L, CLEAR SUMP WITH BLUE HEAD 3/4\" BSP/BRASS, BRACKET, WRENCH, CENT. DISC.","3/4\" BRASS BSP",null,6,null,0.13176239999999997,null,{"v":996,"d":"996.00 Kč"},{"v":0,"d":"0.00 Kč"},0,{"v":996,"d":"996.00 Kč"},{"v":0,"d":"0.00 Kč"}]
[null,null,"FHPRCL1-3B-TWIN.","2-STAGE FILTRATION SYSTEM H10L, CLEAR SUMP WITH BLUE HEAD 1\" BSP/BRASS, BRACKET, WRENCH, CENT. DISC.","1\" BRASS BSP",null,6,null,0.13176239999999997,null,{"v":1026,"d":"1,026.00 Kč"},{"v":0,"d":"0.00 Kč"},0,{"v":1026,"d":"1,026.00 Kč"},{"v":0,"d":"0.00 Kč"}]
[null,null,"FHPRN12-3B-TWIN.","2-STAGE FILTRATION SYSTEM H10L, BLUE SUMP WITH BLUE HEAD 1/2\" BSP/BRASS, BRACKET, WRENCH, CENT. DISC","1/2\" BRASS BSP",null,6,null,0.13176239999999997,null,{"v":990,"d":"990.00 Kč"},{"v":0,"d":"0.00 Kč"},0,{"v":990,"d":"990.00 Kč"},{"v":0,"d":"0.00 Kč"}]
[null,null,"FHPRN34-3B-TWIN.","2-STAGE FILTRATION SYSTEM H10L, BLUE SUMP WITH BLUE HEAD 3/4\" BSP/BRASS, BRACKET, WRENCH, CENT. DISC.","3/4\" BRASS BSP",null,6,null,0.13176239999999997,null,{"v":1008,"d":"1,008.00 Kč"},{"v":0,"d":"0.00 Kč"},0,{"v":1008,"d":"1,008.00 Kč"},{"v":0,"d":"0.00 Kč"}]
[null,null,"FHPRN1-3B-TWIN.","2-STAGE FILTRATION SYSTEM H10L, BLUE SUMP WITH BLUE HEAD 1\" BSP/BRASS, BRACKET, WRENCH, CENT. DISC.","1\" BRASS BSP",null,6,null,0.13176239999999997,null,{"v":1038,"d":"1,038.00 Kč"},{"v":0,"d":"0.00 Kč"},0,{"v":1038,"d":"1,038.00 Kč"},{"v":0,"d":"0.00 Kč"}]
[null,null,"FHPRCL12-3B-TRIPLE.","3-STAGE FILTRATION SYSTEM H10L, CLEAR SUMP WITH BLUE HEAD 1/2\" BSP/BRASS, BRACKET, WRENCH, CENT. DISC.","1/2\" BRASS BSP",null,4,null,0.13176239999999997,null,{"v":1500,"d":"1,500.00 Kč"},{"v":0,"d":"0.00 Kč"},0,{"v":1500,"d":"1,500.00 Kč"},{"v":0,"d":"0.00 Kč"}]
[null,null,"FHPRCL34-3B-TRIPLE.","3-STAGE FILTRATION SYSTEM H10L, CLEAR SUMP WITH BLUE HEAD 3/4\" BSP/BRASS, BRACKET, WRENCH, CENT. DISC.","3/4\" BRASS BSP",null,4,null,0.13176239999999997,null,{"v":1542,"d":"1,542.00 Kč"},{"v":0,"d":"0.00 Kč"},0,{"v":1542,"d":"1,542.00 Kč"},{"v":0,"d":"0.00 Kč"}]
[null,null,"FHPRCL1-3B-TRIPLE.","3-STAGE FILTRATION SYSTEM H10L, CLEAR SUMP WITH BLUE HEAD 1\" BSP/BRASS, BRACKET, WRENCH, CENT. DISC.","1\" BRASS BSP",null,4,null,0.13176239999999997,null,{"v":1566,"d":"1,566.00 Kč"},{"v":0,"d":"0.00 Kč"},0,{"v":1566,"d":"1,566.00 Kč"},{"v":0,"d":"0.00 Kč"}]
[null,null,"FHPRN12-3B-TRIPLE.","3-STAGE FILTRATION SYSTEM H10L, BLUE SUMP WITH BLUE HEAD 1/2\" BSP/BRASS, BRACKET, WRENCH, CENT. DISC.","1/2\" BRASS BSP",null,4,null,0.13176239999999997,null,{"v":1524,"d":"1,524.00 Kč"},{"v":0,"d":"0.00 Kč"},0,{"v":1524,"d":"1,524.00 Kč"},{"v":0,"d":"0.00 Kč"}]
[null,null,"FHPRN34-3B-TRIPLE.","3-STAGE FILTRATION SYSTEM H10L, BLUE SUMP WITH BLUE HEAD 3/4\" BSP/BRASS, BRACKET, WRENCH, CENT. DISC.","3/4\" BRASS BSP",null,4,null,0.13176239999999997,null,{"v":1548,"d":"1,548.00 Kč"},{"v":0,"d":"0.00 Kč"},0,{"v":1548,"d":"1,548.00 Kč"},{"v":0,"d":"0.00 Kč"}]
[null,null,"FHPRN1-3B-TRIPLE.","3-STAGE FILTRATION SYSTEM H10L, BLUE SUMP WITH BLUE HEAD 1\" BSP/BRASS, BRACKET, WRENCH, CENT. DISC.","1\" BRASS BSP",null,4,null,0.13176239999999997,null,{"v":1572,"d":"1,572.00 Kč"},{"v":0,"d":"0.00 Kč"},0,{"v":1572,"d":"1,572.00 Kč"},{"v":0,"d":"0.00 Kč"}]
[null,null,"FHPRCL12-B-TWIN.","2-STAGE FILTRATION SYSTEM H10B, CLEAR SUMP WITH BLUE HEAD 1/2\" BSP/BRASS, BRACKET, WRENCH, CENT. DISC","1/2\" BRASS BSP",null,6,null,0.13176239999999997,null,{"v":1002,"d":"1,002.00 Kč"},{"v":0,"d":"0.00 Kč"},0,{"v":1002,"d":"1,002.00 Kč"},{"v":0,"d":"0.00 Kč"}]
[null,null,"FHPRCL34-B-TWIN.","2-STAGE FILTRATION SYSTEM H10B, CLEAR SUMP WITH BLUE HEAD 3/4\" BSP/BRASS, BRACKET, WRENCH, CENT. DISC","3/4\" BRASS BSP",null,6,null,0.13176239999999997,null,{"v":1020,"d":"1,020.00 Kč"},{"v":0,"d":"0.00 Kč"},0,{"v":1020,"d":"1,020.00 Kč"},{"v":0,"d":"0.00 Kč"}]
[null,null,"FHPRCL1-B-TWIN.","2-STAGE FILTRATION SYSTEM H10B, CLEAR SUMP WITH BLUE HEAD 1\" BSP/BRASS, BRACKET, WRENCH, CENT. DISC","1\" BRASS BSP",null,6,null,0.13176239999999997,null,{"v":1044,"d":"1,044.00 Kč"},{"v":0,"d":"0.00 Kč"},0,{"v":1044,"d":"1,044.00 Kč"},{"v":0,"d":"0.00 Kč"}]
[null,null,"FHPRN12-B-TWIN.","2-STAGE FILTRATION SYSTEM H10B, BLUE SUMP WITH BLUE HEAD 1/2\" BSP/BRASS, BRACKET, WRENCH, CENT. DISC","1/2\" BRASS BSP",null,6,null,0.13176239999999997,null,{"v":1014,"d":"1,014.00 Kč"},{"v":0,"d":"0.00 Kč"},0,{"v":1014,"d":"1,014.00 Kč"},{"v":0,"d":"0.00 Kč"}]
[null,null,"FHPRN34-B-TWIN.","2-STAGE FILTRATION SYSTEM H10B, BLUE SUMP WITH BLUE HEAD 3/4\" BSP/BRASS, BRACKET, WRENCH, CENT. DISC","3/4\" BRASS BSP",null,6,null,0.13176239999999997,null,{"v":1026,"d":"1,026.00 Kč"},{"v":0,"d":"0.00 Kč"},0,{"v":1026,"d":"1,026.00 Kč"},{"v":0,"d":"0.00 Kč"}]
[null,null,"FHPRN1-B-TWIN.","2-STAGE FILTRATION SYSTEM H10B, BLUE SUMP WITH BLUE HEAD 1\" BSP/BRASS, BRACKET, WRENCH, CENT. DISC.","1\" BRASS BSP",null,6,null,0.13176239999999997,null,{"v":1056,"d":"1,056.00 Kč"},{"v":0,"d":"0.00 Kč"},0,{"v":1056,"d":"1,056.00 Kč"},{"v":0,"d":"0.00 Kč"}]
[null,null,"FHPRCL12-B-TRIPLE.","3-STAGE FILTRATION SYSTEM H10B, CLEAR SUMP WITH BLUE HEAD 1/2\" BSP/BRASS, BRACKET, WRENCH, CENT. DISC","1/2\" BRASS BSP",null,4,null,0.13176239999999997,null,{"v":1530,"d":"1,530.00 Kč"},{"v":0,"d":"0.00 Kč"},0,{"v":1530,"d":"1,530.00 Kč"},{"v":0,"d":"0.00 Kč"}]
[null,null,"FHPRCL34-B-TRIPLE.","3-STAGE FILTRATION SYSTEM H10B, CLEAR SUMP WITH BLUE HEAD 3/4\" BSP/BRASS, BRACKET, WRENCH, CENT. DISC","3/4\" BRASS BSP",null,4,null,0.13176239999999997,null,{"v":1554,"d":"1,554.00 Kč"},{"v":0,"d":"0.00 Kč"},0,{"v":1554,"d":"1,554.00 Kč"},{"v":0,"d":"0.00 Kč"}]
[null,null,"FHPRCL1-B-TRIPLE.","3-STAGE FILTRATION SYSTEM H10B, CLEAR SUMP WITH BLUE HEAD 1\" BSP/BRASS, BRACKET, WRENCH, CENT. DISC","1\" BRASS BSP",null,4,null,0.13176239999999997,null,{"v":1596,"d":"1,596.00 Kč"},{"v":0,"d":"0.00 Kč"},0,{"v":1596,"d":"1,596.00 Kč"},{"v":0,"d":"0.00 Kč"}]
[null,null,"FHPRN12-B-TRIPLE.","3-STAGE FILTRATION SYSTEM H10B, BLUE SUMP WITH BLUE HEAD 1/2\" BSP/BRASS, BRACKET, WRENCH, CENT. DISC","1/2\" BRASS BSP",null,4,null,0.13176239999999997,null,{"v":1542,"d":"1,542.00 Kč"},{"v":0,"d":"0.00 Kč"},0,{"v":1542,"d":"1,542.00 Kč"},{"v":0,"d":"0.00 Kč"}]
[null,null,"FHPRN34-B-TRIPLE.","3-STAGE FILTRATION SYSTEM H10B, BLUE SUMP WITH BLUE HEAD 3/4\" BSP/BRASS, BRACKET, WRENCH, CENT. DISC","3/4\" BRASS BSP",null,4,null,0.13176239999999997,null,{"v":1572,"d":"1,572.00 Kč"},{"v":0,"d":"0.00 Kč"},0,{"v":1572,"d":"1,572.00 Kč"},{"v":0,"d":"0.00 Kč"}]
[null,null,"FHPRN1-B-TRIPLE.","3-STAGE FILTRATION SYSTEM H10B, BLUE SUMP WITH BLUE HEAD 1\" BSP/BRASS, BRACKET, WRENCH, CENT. DISC","1\" BRASS BSP",null,4,null,0.13176239999999997,null,{"v":1614,"d":"1,614.00 Kč"},{"v":0,"d":"0.00 Kč"},0,{"v":1614,"d":"1,614.00 Kč"},{"v":0,"d":"0.00 Kč"}]
["SYSTÉMY - Koupelnové filtry",{"$nulls":4}," "]
[null,null,"FHSH-8-CW.","SHOWER HANDEL FILTER WHITE TYPE 8 WITH CARTRIDGE FCSH-56","SHOWER",null,5,null,0.031032749999999994,null,{"v":750,"d":"750.00 Kč"},{"v":0,"d":"0.00 Kč"},0,{"v":750,"d":"750.00 Kč"},{"v":0,"d":"0.00 Kč"}]
[null,null,"FHSH-8-CB.","SHOWER HANDEL FILTER BLACK-MAT RUBBER TYPE 8 WITH CARTRIDGE FCSH-56","SHOWER",null,5,null,0.031032749999999994,null,{"v":1074,"d":"1,074.00 Kč"},{"v":0,"d":"0.00 Kč"},0,{"v":1074,"d":"1,074.00 Kč"},{"v":0,"d":"0.00 Kč"}]
[null,null,"FHSH-8-CCH.","SHOWER HANDEL FILTER CHROME TYPE 8 WITH CARTRIDGE FCSH-56","SHOWER",null,5,null,0.031032749999999994,null,{"v":1128,"d":"1,128.00 Kč"},{"v":0,"d":"0.00 Kč"},0,{"v":1128,"d":"1,128.00 Kč"},{"v":0,"d":"0.00 Kč"}]
[null,null,"FCSH-56_K.","SET OF 2 FILTRATION CARTRIDGES WITH KDF AND CERAMIC MEDIA FOR HAND-HELD SHOWER FILTER SERIES AS-SHO. SET INCLUDES: 2 X CARTRIDGE.","SHOWER",null,20,null,0.006003,null,{"v":264,"d":"264.00 Kč"},{"v":0,"d":"0.00 Kč"},0,{"v":264,"d":"264.00 Kč"},{"v":0,"d":"0.00 Kč"}]
["SYSTEMS - Pračky, Kuchyňské filtry",{"$nulls":4}," "]
[null,null,"FHPRA.","WASHING MACHINE FILTER WITH 3/4\" BRASS INSERT","3/4\" BSP X 3/4\" BRASS BSP",null,10,null,0.013316999999999999,null,{"v":270,"d":"270.00 Kč"},{"v":0,"d":"0.00 Kč"},0,{"v":270,"d":"270.00 Kč"},{"v":0,"d":"0.00 Kč"}]
[null,null,"FHPRA-R.","REFILL SET FOR WASHING MACHINE FILTER","MEDIA",null,60,null,0.05134634999999999,null,{"v":198,"d":"198.00 Kč"},{"v":0,"d":"0.00 Kč"},0,{"v":198,"d":"198.00 Kč"},{"v":0,"d":"0.00 Kč"}]
[null,null,"FCCBKDF3-QM-AQM.","12\" X 2 1/2\" IN-LINE CART. SOFTENING AND IRON REDUCING WITH COCONUT ACTIVATED CARBON AND KDF, 2X1/4\" QM, BOX","1/4\" QM",null,20,null,0.06679199999999999,null,{"v":486,"d":"486.00 Kč"},{"v":0,"d":"0.00 Kč"},0,{"v":486,"d":"486.00 Kč"},{"v":0,"d":"0.00 Kč"}]
["SYSTÉMY - RO systémy",{"$nulls":4}," "]
[null,null,"RX55139415.","5 STAGE REVERSE OSMOSIS SYSTEM FT03,FT06,12,QC,75F,F5","5 STAGE",null,1,null,0.09922717499999999,null,{"v":5628,"d":"5,628.00 Kč"},{"v":0,"d":"0.00 Kč"},0,{"v":5628,"d":"5,628.00 Kč"},{"v":0,"d":"0.00 Kč"}]
[null,null,"RX65139415.","6 STAGE REVERSE OSMOSIS SYSTEM FT03,FT06,12,QC,75F,F5,AIMRO","6 STAGE",null,1,null,0.09922717499999999,null,{"v":5814,"d":"5,814.00 Kč"},{"v":0,"d":"0.00 Kč"},0,{"v":5814,"d":"5,814.00 Kč"},{"v":0,"d":"0.00 Kč"}]
[null,null,"RX75139415.","7 STAGE REVERSE OSMOSIS SYSTEM FT03,FT06,12,QC,75F,F5,AIFIR2000","7 STAGE",null,1,null,0.09922717499999999,null,{"v":6378,"d":"6,378.00 Kč"},{"v":0,"d":"0.00 Kč"},0,{"v":6378,"d":"6,378.00 Kč"},{"v":0,"d":"0.00 Kč"}]
[null,null,"RX55249516.","5 STAGE REVERSE OSMOSIS SYSTEM FT06, FT03,15,QC,75F,F17","5 STAGE",null,1,null,0.09922717499999999,null,{"v":6732,"d":"6,732.00 Kč"},{"v":0,"d":"0.00 Kč"},0,{"v":6732,"d":"6,732.00 Kč"},{"v":0,"d":"0.00 Kč"}]
[null,null,"RX65259516.","6 STAGE REVERSE OSMOSIS SYSTEM FT06, FT03 15,SZ,75F,F16,AIMRO","6 STAGE",null,1,null,0.09922717499999999,null,{"v":7314,"d":"7,314.00 Kč"},{"v":0,"d":"0.00 Kč"},0,{"v":7314,"d":"7,314.00 Kč"},{"v":0,"d":"0.00 Kč"}]
[null,null,"RX75259516.","7 STAGE REVERSE OSMOSIS SYSTEM FT06,FT03,15,QC,75F,F16,AIFIR2000","7 STAGE",null,1,null,0.09922717499999999,null,{"v":7692,"d":"7,692.00 Kč"},{"v":0,"d":"0.00 Kč"},0,{"v":7692,"d":"7,692.00 Kč"},{"v":0,"d":"0.00 Kč"}]
[null,null,"RP55139715.","5 STAGE REVERSE OSMOSIS SYSTEM FT03,FT06,12,QC,75F,F5,PUMP","5 STAGE",null,1,null,0.09922717499999999,null,{"v":8628,"d":"8,628.00 Kč"},{"v":0,"d":"0.00 Kč"},0,{"v":8628,"d":"8,628.00 Kč"},{"v":0,"d":"0.00 Kč"}]
[null,null,"RP65139715.","6 STAGE REVERSE OSMOSIS SYSTEM FT03,FT06,12,QC,75F,F5,AIMRO,PUMP","6 STAGE",null,1,null,0.09922717499999999,null,{"v":9000,"d":"9,000.00 Kč"},{"v":0,"d":"0.00 Kč"},0,{"v":9000,"d":"9,000.00 Kč"},{"v":0,"d":"0.00 Kč"}]
[null,null,"RP75139715.","7 STAGE REVERSE OSMOSIS SYSTEM FT03,FT06,12,QC,75F,F5,AIFIR2000,PUMP","7 STAGE",null,1,null,0.09922717499999999,null,{"v":9378,"d":"9,378.00 Kč"},{"v":0,"d":"0.00 Kč"},0,{"v":9378,"d":"9,378.00 Kč"},{"v":0,"d":"0.00 Kč"}]
[null,null,"ELITE7W.","ELITE 7 STAGE REVERSE OSMOSIS SYSTEM - WHITE","7 STAGE",null,1,null,0.0827931,null,{"v":6246,"d":"6,246.00 Kč"},{"v":0,"d":"0.00 Kč"},0,{"v":6246,"d":"6,246.00 Kč"},{"v":0,"d":"0.00 Kč"}]
[null,null,"ELITE7W-G.","ELITE 7 STAGE REVERSE OSMOSIS SYSTEM WITH PRESSURE GAUGE - WHITE","7 STAGE",null,1,null,0.0827931,null,{"v":6582,"d":"6,582.00 Kč"},{"v":0,"d":"0.00 Kč"},0,{"v":6582,"d":"6,582.00 Kč"},{"v":0,"d":"0.00 Kč"}]
[null,null,"ELITE7W-GP.","ELITE 7 STAGE REVERSE OSMOSIS SYSTEM WITH PRESSURE GAUGE AND PUMP - WHITE","7 STAGE",null,1,null,0.0827931,null,{"v":9378,"d":"9,378.00 Kč"},{"v":0,"d":"0.00 Kč"},0,{"v":9378,"d":"9,378.00 Kč"},{"v":0,"d":"0.00 Kč"}]
[null,null,"ELITE7G.","ELITE 7 STAGE REVERSE OSMOSIS SYSTEM - GRAY","7 STAGE",null,1,null,0.0827931,null,{"v":6246,"d":"6,246.00 Kč"},{"v":0,"d":"0.00 Kč"},0,{"v":6246,"d":"6,246.00 Kč"},{"v":0,"d":"0.00 Kč"}]
[null,null,"ELITE7G-G.","ELITE 7 STAGE REVERSE OSMOSIS SYSTEM WITH PRESSURE GAUGE - GRAY","7 STAGE",null,1,null,0.0827931,null,{"v":6582,"d":"6,582.00 Kč"},{"v":0,"d":"0.00 Kč"},0,{"v":6582,"d":"6,582.00 Kč"},{"v":0,"d":"0.00 Kč"}]
[null,null,"ELITE7G-GP.","ELITE 7 STAGE REVERSE OSMOSIS SYSTEM WITH PRESSURE GAUGE AND PUMP - GRAY","7 STAGE",null,1,null,0.0827931,null,{"v":9378,"d":"9,378.00 Kč"},{"$f":"$K392*$J392","v":{"v":0,"d":"0.00 Kč"}},{"$f":"$M$3","v":0},{"$f":"$K392-($K392/100*$M392)","v":{"v":9378,"d":"9,378.00 Kč"}},{"v":0,"d":"0.00 Kč"}]
[null,null,"RX-AFRO3-AQ.","3 STAGE REVERSE OSMOSIS SYSTEM WITH AIPRO, AICRO AND 75GPD CARTRIDGE","3 STAGE",null,12,null,0.11988404999999999,null,{"v":1860,"d":"1,860.00 Kč"},{"v":0,"d":"0.00 Kč"},0,{"v":1860,"d":"1,860.00 Kč"},{"$f":"L393-(L393/100*M393)","v":{"v":0,"d":"0.00 Kč"}}]
["SYSTÉMY - Podpultové systémy pro filtraci vody - Řada EXCITO",{"$nulls":4}," "]
[null,null,"EXCITO-B.","5-STAGE FILTRATION SYSTEM EXCITO-B IN COMPACT SLIM CASE, F17, FT06","5 STAGE",null,1,null,0.029066537499999996,null,{"v":4038,"d":"4,038.00 Kč"},{"v":0,"d":"0.00 Kč"},0,{"v":4038,"d":"4,038.00 Kč"},{"v":0,"d":"0.00 Kč"}]
[null,null,"EXCITO-ST.","4-STAGE FILTRATION SYSTEM EXCITO-ST IN COMPACT SLIM CASE, F17, FT06","4 STAGE",null,1,null,0.029066537499999996,null,{"v":3618,"d":"3,618.00 Kč"},{"v":0,"d":"0.00 Kč"},0,{"v":3618,"d":"3,618.00 Kč"},{"v":0,"d":"0.00 Kč"}]
[null,null,"EXCITO-OSSMO.","FOUR-STAGE RO SYSTEM BASED ON TWIST-TYPE CARTRIDGES","4 STAGE",null,1,null,0.05747699999999999,null,{"v":6540,"d":"6,540.00 Kč"},{"v":0,"d":"0.00 Kč"},0,{"v":6540,"d":"6,540.00 Kč"},{"v":0,"d":"0.00 Kč"}]
["DWETS",{"$nulls":4}," "]
[null,null,"DW-C01.","DWETS NANO FILTER CARTRIDGE FOR DWETS WATER BOTTLE TYPE DW-BX.",null,null,80,null,0.01332045,null,{"v":180,"d":"180.00 Kč"},{"v":0,"d":"0.00 Kč"},0,{"v":180,"d":"180.00 Kč"},{"v":0,"d":"0.00 Kč"}]
[null,null,"DW-C02.","DWETS DOUBLE NANO FILTER CARTRIDGE FOR DWETS WATER BOTTLE TYPE DW-BX.",null,null,40,null,0.01332045,null,{"v":492,"d":"492.00 Kč"},{"v":0,"d":"0.00 Kč"},0,{"v":492,"d":"492.00 Kč"},{"v":0,"d":"0.00 Kč"}]
[null,null,"DW-BR.","DWETS WATER FILTER WITH BOTTLE - RED",null,null,20,null,0.0667927245,null,{"v":822,"d":"822.00 Kč"},{"v":0,"d":"0.00 Kč"},0,{"v":822,"d":"822.00 Kč"},{"v":0,"d":"0.00 Kč"}]
[null,null,"DW-BB.","DWETS WATER FILTER WITH BOTTLE - BLUE",null,null,20,null,0.0667927245,null,{"v":822,"d":"822.00 Kč"},{"v":0,"d":"0.00 Kč"},0,{"v":822,"d":"822.00 Kč"},{"v":0,"d":"0.00 Kč"}]
[null,null,"DW-BG.","DWETS WATER FILTER WITH BOTTLE - GREEN",null,null,20,null,0.0667927245,null,{"v":822,"d":"822.00 Kč"},{"v":0,"d":"0.00 Kč"},0,{"v":822,"d":"822.00 Kč"},{"v":0,"d":"0.00 Kč"}]
[null,null,"DW-B1.","DWETS IN-LINE CARTRIDGE - FOR COMMON BOTTLE THREAD",null,null,55,null,0.0310305995,null,{"v":504,"d":"504.00 Kč"},{"v":0,"d":"0.00 Kč"},0,{"v":504,"d":"504.00 Kč"},{"v":0,"d":"0.00 Kč"}]
["PŘÍSLUŠENSTVÍ - Montážní držáky pro tělesa filtrů",{"$nulls":4}," "]
[null,null,"FXBR1PB.","SINGLE PLASTIC BRACKET FOR HOUSING 5\" AND 10\", HP TYPE - BLUE","BRAKET",null,20,null,0.01332045,null,{"v":42,"d":"42.00 Kč"},{"v":0,"d":"0.00 Kč"},0,{"v":42,"d":"42.00 Kč"},{"v":0,"d":"0.00 Kč"}]
[null,null,"FXBR1PN.","SINGLE PLASTIC BRACKET FOR HOUSING 5\" AND 10\", STANDARD TYPE - BLUE","BRAKET",null,20,null,0.01332045,null,{"v":48,"d":"48.00 Kč"},{"v":0,"d":"0.00 Kč"},0,{"v":48,"d":"48.00 Kč"},{"v":0,"d":"0.00 Kč"}]
[null,null,"FXBRBBP-B.","SINGLE PLASTIC BRACKET FOR HOUSING 10\" BB AND 20\" BB, BIG BLUE TYPE - BLUE","BRAKET",null,10,null,0.11988404999999999,null,{"v":234,"d":"234.00 Kč"},{"v":0,"d":"0.00 Kč"},0,{"v":234,"d":"234.00 Kč"},{"v":0,"d":"0.00 Kč"}]
[null,null,"FXBR2.","DOUBLE PLASTIC BRACKET FOR HOUSINGS 10\", STANDARD TYPE - WHITE","BRAKET",null,15,null,0.0310305995,null,{"v":186,"d":"186.00 Kč"},{"v":0,"d":"0.00 Kč"},0,{"v":186,"d":"186.00 Kč"},{"v":0,"d":"0.00 Kč"}]
[null,null,"FXBR2PN.","DOUBLE PLASTIC BRACKET FOR HOUSINGS 10\", STANDARD TYPE - BLUE","BRAKET",null,15,null,0.0310305995,null,{"v":228,"d":"228.00 Kč"},{"v":0,"d":"0.00 Kč"},0,{"v":228,"d":"228.00 Kč"},{"v":0,"d":"0.00 Kč"}]
[null,null,"FXBR2PN-W.","DOUBLE PLASTIC BRACKET FOR HOUSINGS 10\", STANDARD TYPE - WHITE","BRAKET",null,15,null,0.0310305995,null,{"v":228,"d":"228.00 Kč"},{"v":0,"d":"0.00 Kč"},0,{"v":228,"d":"228.00 Kč"},{"v":0,"d":"0.00 Kč"}]
[null,null,"FXBR3.","TRIPLE PLASTIC BRACKET FOR HOUSINGS 10\" - WHITE","BRAKET",null,24,null,0.0667927245,null,{"v":198,"d":"198.00 Kč"},{"v":0,"d":"0.00 Kč"},0,{"v":198,"d":"198.00 Kč"},{"v":0,"d":"0.00 Kč"}]
[null,null,"FXBR3PN-B.","TRIPLE PLASTIC BRACKET FOR RO SYSTEM AND HOUSINGS 10\" WITH PLACE FOR PRV. VALVE - BLUE","BRAKET",null,50,null,0.11988404999999999,null,{"v":168,"d":"168.00 Kč"},{"v":0,"d":"0.00 Kč"},0,{"v":168,"d":"168.00 Kč"},{"v":0,"d":"0.00 Kč"}]
[null,null,"FXBR3-B.","TRIPLE PLASTIC BRACKET FOR RO SYSTEM AND HOUSINGS 10\" WITH 2 1/2\" IN-LINE CARTRIDGE HOLDERS - BLUE","BRAKET",null,10,null,0.11988404999999999,null,{"v":228,"d":"228.00 Kč"},{"v":0,"d":"0.00 Kč"},0,{"v":228,"d":"228.00 Kč"},{"v":0,"d":"0.00 Kč"}]
[null,null,"FXBR7-B.","TRIPLE PLASTIC BRACKET FOR RO SYSTEM WITH PUMP AND HOUSINGS 10\" WITH 2 1/2\" IN-LINE CARTRIDGE HOLDERS, PLACE FOR PRV. VALVE - WHITE","BRAKET",null,8,null,0.11988404999999999,null,{"v":270,"d":"270.00 Kč"},{"v":0,"d":"0.00 Kč"},0,{"v":270,"d":"270.00 Kč"},{"v":0,"d":"0.00 Kč"}]
[null,null,"FXBR3PN-IW.","PLASTIC INSERT FOR FXBR3-B BRACKET FOR 2\" IN-LINE CARTRIDGE INSTALLATION - WHITE","BRAKET",null,10,null,0.006003,null,{"v":12,"d":"12.00 Kč"},{"v":0,"d":"0.00 Kč"},0,{"v":12,"d":"12.00 Kč"},{"v":0,"d":"0.00 Kč"}]
[null,null,"FXBRBB2.","DOUBLE METAL BRACKET FOR HOUSINGS 10\" BB AND 20\" BB, BIG BLUE TYPE - WHITE","BRAKET",null,5,null,0.014719999999999999,null,{"v":522,"d":"522.00 Kč"},{"v":0,"d":"0.00 Kč"},0,{"v":522,"d":"522.00 Kč"},{"v":0,"d":"0.00 Kč"}]
[null,null,"FXBRBB3.","TRIPLE METAL BRACKET FOR HOUSINGS 10\" BB AND 20\" BB, BIG BLUE TYPE - WHITE","BRAKET",null,5,null,0.00668725,null,{"v":1020,"d":"1,020.00 Kč"},{"v":0,"d":"0.00 Kč"},0,{"v":1020,"d":"1,020.00 Kč"},{"v":0,"d":"0.00 Kč"}]
[null,null,"FXBR7.","TRIPLE METAL BRACKET FOR RO SYSTEM WITH PUMP AND HOUSINGS 10\" WITH PLACE FOR PRV. VALVE - WHITE","BRAKET",null,10,null,0.07999400000000001,null,{"v":594,"d":"594.00 Kč"},{"v":0,"d":"0.00 Kč"},0,{"v":594,"d":"594.00 Kč"},{"v":0,"d":"0.00 Kč"}]
[null,null,"MBK-09.","BRACKET FOR RO PUMP METAL - WHITE","BRAKET",null,5,null,3.2947500000000004E-3,null,{"v":342,"d":"342.00 Kč"},{"v":0,"d":"0.00 Kč"},0,{"v":342,"d":"342.00 Kč"},{"v":0,"d":"0.00 Kč"}]
["PŘÍSLUŠENSTVÍ - Montážní spony",{"$nulls":4}," "]
[null,null,"KF101.","SINGLE WHITE PLASTIC CLIP 2\" FOR FILTER","CLIP",null,10,null,2.1045E-3,null,{"v":12,"d":"12.00 Kč"},{"v":0,"d":"0.00 Kč"},0,{"v":12,"d":"12.00 Kč"},{"v":0,"d":"0.00 Kč"}]
[null,null,"C2500W.","SINGLE WHITE PLASTIC CLIP 2 1/2\" FOR FILTER","CLIP",null,10,null,2.10234375E-3,null,{"v":12,"d":"12.00 Kč"},{"v":0,"d":"0.00 Kč"},0,{"v":12,"d":"12.00 Kč"},{"v":0,"d":"0.00 Kč"}]
[null,null,"C3000W.","SINGLE WHITE PLASTIC CLIP 3\" FOR FILTER","CLIP",null,10,null,3.4499999999999995E-3,null,{"v":48,"d":"48.00 Kč"},{"v":0,"d":"0.00 Kč"},0,{"v":48,"d":"48.00 Kč"},{"v":0,"d":"0.00 Kč"}]
[null,null,"DC-2000W.","DOUBLE WHITE PLASTIC CLIP 2\" X 2\" FOR FILTER","CLIP",null,10,null,2.8031249999999996E-3,null,{"v":12,"d":"12.00 Kč"},{"v":0,"d":"0.00 Kč"},0,{"v":12,"d":"12.00 Kč"},{"v":0,"d":"0.00 Kč"}]
[null,null,"DC-2500W.","DOUBLE WHITE PLASTIC CLIP 2\" X 2 1/2\" FOR FILTER","CLIP",null,10,null,2.1504999999999996E-3,null,{"v":12,"d":"12.00 Kč"},{"v":0,"d":"0.00 Kč"},0,{"v":12,"d":"12.00 Kč"},{"v":0,"d":"0.00 Kč"}]
[null,null,"DC-3000W.","DOUBLE WHITE PLASTIC CLIP 2 1/2\" X 2 1/2\" FOR FILTER","CLIP",null,10,null,0.0042046875,null,{"v":18,"d":"18.00 Kč"},{"v":0,"d":"0.00 Kč"},0,{"v":18,"d":"18.00 Kč"},{"v":0,"d":"0.00 Kč"}]
["PŘÍSLUŠENSTVÍ - Hadičky",{"$nulls":4}," "]
[null,null,"KTPE14W.","POLYETHYLENE TUBING 1/4\", 300 M ROLL - WHITE","TUBING",null,300,null,0.039675,null,{"v":12,"d":"12.00 Kč"},{"v":0,"d":"0.00 Kč"},0,{"v":12,"d":"12.00 Kč"},{"v":0,"d":"0.00 Kč"}]
[null,null,"KTPE14BL.","POLYETHYLENE TUBING 1/4'', 300 M ROLL - BLUE","TUBING",null,300,null,0.039675,null,{"v":12,"d":"12.00 Kč"},{"v":0,"d":"0.00 Kč"},0,{"v":12,"d":"12.00 Kč"},{"v":0,"d":"0.00 Kč"}]
[null,null,"KTPE14R.","POLYETHYLENE TUBING 1/4'', 300 M ROLL - RED","TUBING",null,300,null,0.039675,null,{"v":12,"d":"12.00 Kč"},{"v":0,"d":"0.00 Kč"},0,{"v":12,"d":"12.00 Kč"},{"v":0,"d":"0.00 Kč"}]
[null,null,"KTPE14Y.","POLYETHYLENE TUBING 1/4'', 300M ROLL - YELLOW","TUBING",null,300,null,0.039675,null,{"v":12,"d":"12.00 Kč"},{"v":0,"d":"0.00 Kč"},0,{"v":12,"d":"12.00 Kč"},{"v":0,"d":"0.00 Kč"}]
[null,null,"KTPE38B.","POLYETHYLENE TUBING 3/8'', 150M ROLL - BLUE","TUBING",null,150,null,0.039675,null,{"v":24,"d":"24.00 Kč"},{"v":0,"d":"0.00 Kč"},0,{"v":24,"d":"24.00 Kč"},{"v":0,"d":"0.00 Kč"}]
["PŘÍSLUŠENSTVÍ - Pouzdrové klíče",{"$nulls":4}," "]
[null,null,"FXWR1-BL.","WRENCH FOR TWO-PART FILTER HOUSING 5\" AND 10\" TYPE: H10B, H10C, H10J, H10A, H10K, H105","WRENCH",null,30,null,0.013248,null,{"v":54,"d":"54.00 Kč"},{"v":0,"d":"0.00 Kč"},0,{"v":54,"d":"54.00 Kč"},{"v":0,"d":"0.00 Kč"}]
[null,null,"FXWR2.","WRENCH FOR FILTER HOUSING 5\" AND 10\" TYPE: H10I","WRENCH",null,30,null,0.013316999999999999,null,{"v":42,"d":"42.00 Kč"},{"v":0,"d":"0.00 Kč"},0,{"v":42,"d":"42.00 Kč"},{"v":0,"d":"0.00 Kč"}]
[null,null,"FXWR1-H10L.","WRENCH FOR THREE-PART FILTER HOUSING 5\" AND 10\" TYPE: H10L","WRENCH",null,30,null,0.01332045,null,{"v":48,"d":"48.00 Kč"},{"v":0,"d":"0.00 Kč"},0,{"v":48,"d":"48.00 Kč"},{"v":0,"d":"0.00 Kč"}]
[null,null,"FXWR3.","WRENCH FOR THREE-PART FILTER HOUSING 10\" TYPE: F10NN2PC, F10NN2PC_R, F10NN2PCS, F10NN2PC-V_R F10NN2PC-VS.","WRENCH",null,30,null,0.012902999999999998,null,{"v":42,"d":"42.00 Kč"},{"v":0,"d":"0.00 Kč"},0,{"v":42,"d":"42.00 Kč"},{"v":0,"d":"0.00 Kč"}]
[null,null,"FXWR3-BL.","WRENCH FOR THREE-PART FILTER HOUSING 5\" AND 10\" TYPE: H05A, H10G, H10G-AB","WRENCH",null,25,null,0.013311249999999998,null,{"v":54,"d":"54.00 Kč"},{"v":0,"d":"0.00 Kč"},0,{"v":54,"d":"54.00 Kč"},{"v":0,"d":"0.00 Kč"}]
[null,null,"FXWR.","WRENCH FOR FILTER RO MEMBRANE HOUSING YT-25W (HM20)","WRENCH",null,25,null,0.005836249999999999,null,{"v":36,"d":"36.00 Kč"},{"v":0,"d":"0.00 Kč"},0,{"v":36,"d":"36.00 Kč"},{"v":0,"d":"0.00 Kč"}]
[null,null,"FXWR1BB-BL.","WRENCH FOR TWO-PART FILTER HOUSING 10\" BB AND 20 BB, BIH BLUE TYPE: HB1D, HB2D, HB1B, HB2B, HB1C, HB2C","WRENCH",null,48,null,0.0376464,null,{"v":228,"d":"228.00 Kč"},{"v":0,"d":"0.00 Kč"},0,{"v":228,"d":"228.00 Kč"},{"v":0,"d":"0.00 Kč"}]
["PŘÍSLUŠENSTVÍ - Vodovodní baterie",{"$nulls":4}," "]
[null,null,"FXFCH5-1.","SINGLE FAUCET TYPE 5, CHROME PLATED - CERAMIC VALVE - WHITE BOX","FAUCET",null,1,null,1.58976E-3,null,{"v":522,"d":"522.00 Kč"},{"v":0,"d":"0.00 Kč"},0,{"v":522,"d":"522.00 Kč"},{"v":0,"d":"0.00 Kč"}]
[null,null,"FXFCH16-C.","DOUBLE MODERN FAUCET TYPE 16, CHROME PLATED - TWO HANDELS","FAUCET",null,1,null,0.0023621,null,{"v":1020,"d":"1,020.00 Kč"},{"v":0,"d":"0.00 Kč"},0,{"v":1020,"d":"1,020.00 Kč"},{"v":0,"d":"0.00 Kč"}]
[null,null,"FXFCH17-C.","SINGLE MODERN FAUCET TYPE 17, CHROME PLATED - ONE HANDEL","FAUCET",null,1,null,1.7709999999999998E-3,null,{"v":684,"d":"684.00 Kč"},{"v":0,"d":"0.00 Kč"},0,{"v":684,"d":"684.00 Kč"},{"v":0,"d":"0.00 Kč"}]
[null,null,"FXFCH13-3-M.","THREE-WAY KITCHEN FAUCED - 1/2\" FOR COLD/HOT AND FILTERED WATER - NICKEL MAT BRUSH","FAUCET",null,1,null,0.01640705,null,{"v":9342,"d":"9,342.00 Kč"},{"v":0,"d":"0.00 Kč"},0,{"v":9342,"d":"9,342.00 Kč"},{"v":0,"d":"0.00 Kč"}]
[null,null,"FXFCH18-3-M.","TRIPLE FAUCET TYPE 18, CONNECTION - 3/8\" MAT - BRASS BODY, ZINC HANDLE","FAUCET",null,1,null,0.011959999999999998,null,{"v":6312,"d":"6,312.00 Kč"},{"v":0,"d":"0.00 Kč"},0,{"v":6312,"d":"6,312.00 Kč"},{"v":0,"d":"0.00 Kč"}]
[null,null,"FXFCH21-3-B.","TRIPLE FAUCET TYPE 21, CONNECTION - 3/8\" BLACK PLATED - BRASS BODY, ZINC HANDLE, BLACK SILICON HOSE","FAUCET",null,1,null,0.0111665,null,{"v":8112,"d":"8,112.00 Kč"},{"v":0,"d":"0.00 Kč"},0,{"v":8112,"d":"8,112.00 Kč"},{"v":0,"d":"0.00 Kč"}]
[null,null,"FXFCH20-3-CG.","TRIPLE FAUCET TYPE 20, CONNECTION - 3/8\" CHROME PLATED - BRASS BODY, ZINC HANDLE, GRAY SILICON HOSE","FAUCET",null,1,null,0.0111665,null,{"v":7788,"d":"7,788.00 Kč"},{"v":0,"d":"0.00 Kč"},0,{"v":7788,"d":"7,788.00 Kč"},{"v":0,"d":"0.00 Kč"}]
["PŘÍSLUŠENSTVÍ - Spojka",{"$nulls":4}," "]
[null,null,"KF1415.","THREADED FILTER HOUSING CONNECTOR 1/4\" NPT MIP X 1/4\" NPT MIP","CONNECTOR",null,10,null,1.5999999999999999E-4,null,{"v":12,"d":"12.00 Kč"},{"v":0,"d":"0.00 Kč"},0,{"v":12,"d":"12.00 Kč"},{"v":0,"d":"0.00 Kč"}]
[null,null,"KF1415-OR.","THREADED FILTER HOUSING CONNECTOR 1/4\" NPT MIP X 1/4\" NPT MIP - WITH COLLAR FOR O-RINGS","CONNECTOR",null,10,null,1.5000000000000001E-4,null,{"v":18,"d":"18.00 Kč"},{"v":0,"d":"0.00 Kč"},0,{"v":18,"d":"18.00 Kč"},{"v":0,"d":"0.00 Kč"}]
[null,null,"FXCG34-OR.","THREADED FILTER HOUSING CONNECTOR 3/4\" BSP MIP X 3/4\" BSP MIP - WITH COLLAR AND O-RINGS","CONNECTOR",null,5,null,0.000935,null,{"v":66,"d":"66.00 Kč"},{"v":0,"d":"0.00 Kč"},0,{"v":66,"d":"66.00 Kč"},{"v":0,"d":"0.00 Kč"}]
[null,null,"FXCG12-OR.","THREADED FILTER HOUSING CONNECTOR 1/2\" BSP MIP X 1/2\" BSP MIP - WITH COLLAR FOR O-RINGS","CONNECTOR",null,5,null,0.000935,null,{"v":60,"d":"60.00 Kč"},{"v":0,"d":"0.00 Kč"},0,{"v":60,"d":"60.00 Kč"},{"v":0,"d":"0.00 Kč"}]
[null,null,"FXCG1-OR.","THREADED FILTER HOUSING CONNECTOR 1\" BSP MIP X 1\" BSP MIP - WITH COLLAR FOR O-RINGS","CONNECTOR",null,5,null,0.000935,null,{"v":78,"d":"78.00 Kč"},{"v":0,"d":"0.00 Kč"},0,{"v":78,"d":"78.00 Kč"},{"v":0,"d":"0.00 Kč"}]
["PŘÍSLUŠENSTVÍ - Příslušenství kazet",{"$nulls":4}," "]
[null,null,"CC45.","COUPLING TO CONECT BB CARTRIDGES 4 1/2\"","CONNECTOR",null,5,null,1.5149999999999999E-3,null,{"v":60,"d":"60.00 Kč"},{"$f":"$K457*$J457","v":{"v":0,"d":"0.00 Kč"}},{"$f":"$M$3","v":0},{"$f":"$K457-($K457/100*$M457)","v":{"v":60,"d":"60.00 Kč"}},{"$f":"L457-(L457/100*M457)","v":{"v":0,"d":"0.00 Kč"}}]
[null,null,"NI-212-CENT-GR-AB.","BACTERIOSTATIC CENTERING DISC FOR 2 1/2\" FILTER CARTRIDGE (BACINIX) - GREEN","DISC",null,10,null,0.00104,null,{"v":36,"d":"36.00 Kč"},{"v":0,"d":"0.00 Kč"},0,{"v":36,"d":"36.00 Kč"},{"v":0,"d":"0.00 Kč"}]
[null,null,"NI-412-CENT-GR-AB.","BACTERIOSTATIC CENTERING DISC FOR 4 1/2\" BB TYPE FILTER CARTRIDGE (BACINIX) - GREEN","DISC",null,10,null,1.74E-3,null,{"v":60,"d":"60.00 Kč"},{"v":0,"d":"0.00 Kč"},0,{"v":60,"d":"60.00 Kč"},{"v":0,"d":"0.00 Kč"}]
["PŘÍSLUŠENSTVÍ - Konektory, Vypouštěcí svorka",{"$nulls":4}," "]
[null,null,"FT06-P.","1/2\" X 1/2\" X 1/4\" PLASTIC NIPPLE","CONNECTOR",null,40,null,0.00508952,null,{"v":72,"d":"72.00 Kč"},{"v":0,"d":"0.00 Kč"},0,{"v":72,"d":"72.00 Kč"},{"v":0,"d":"0.00 Kč"}]
[null,null,"AQF-NT001.","CONNECTOR - 1/2\" FIP X 1/2\" MIP X 1/4\" MIP - QUICK TUBE","CONNECTOR",null,10,null,1.27238E-3,null,{"v":54,"d":"54.00 Kč"},{"v":0,"d":"0.00 Kč"},0,{"v":54,"d":"54.00 Kč"},{"v":0,"d":"0.00 Kč"}]
[null,null,"FT03.","BRASS NICKEL PLATED COUPLING 3/8'' MIP X 3/8'' FIP X 1/4'' FIP","CONNECTOR",null,5,null,1.27238E-3,null,{"v":108,"d":"108.00 Kč"},{"v":0,"d":"0.00 Kč"},0,{"v":108,"d":"108.00 Kč"},{"v":0,"d":"0.00 Kč"}]
[null,null,"FT06.","BRASS CHROME PLATED COUPLING 1/2\" MIP X 1/2\" FIP X 1/4\" FIP","CONNECTOR",null,5,null,1.27238E-3,null,{"v":84,"d":"84.00 Kč"},{"v":0,"d":"0.00 Kč"},0,{"v":84,"d":"84.00 Kč"},{"v":0,"d":"0.00 Kč"}]
[null,null,"FT04.","T-STYLE BRASS FITTING CHROME COAT. 1/2\" MIP X 1/2\" FIP X 1/2\" FIP","CONNECTOR",null,5,null,1.27238E-3,null,{"v":162,"d":"162.00 Kč"},{"v":0,"d":"0.00 Kč"},0,{"v":162,"d":"162.00 Kč"},{"v":0,"d":"0.00 Kč"}]
[null,null,"FT02.","BRASS CHROME PLATED COUPLING 3/4''M X 3/4''F","CONNECTOR",null,5,null,1.27238E-3,null,{"v":114,"d":"114.00 Kč"},{"v":0,"d":"0.00 Kč"},0,{"v":114,"d":"114.00 Kč"},{"v":0,"d":"0.00 Kč"}]
[null,null,"FT06-14QCV.","BRASS CHROME PLATED COUPLING 1/2\" MIP X 1/2\" FIP NUT X 1/4\" TUBE - QC","CONNECTOR",null,5,null,1.27238E-3,null,{"v":234,"d":"234.00 Kč"},{"v":0,"d":"0.00 Kč"},0,{"v":234,"d":"234.00 Kč"},{"v":0,"d":"0.00 Kč"}]
[null,null,"FT06-38QCV.","BRASS CHROME PLATED COUPLING 3/8\" MIP X 3/8\" FIP NUT X 1/4\" TUBE - QC","CONNECTOR",null,5,null,1.27238E-3,null,{"v":264,"d":"264.00 Kč"},{"v":0,"d":"0.00 Kč"},0,{"v":264,"d":"264.00 Kč"},{"v":0,"d":"0.00 Kč"}]
[null,null,"SEWBV1414.","BRASS, NICKEL PLATED BALL VALVE, 1/4˝ NPT MIP X 1/4˝ TUBE HOSE CONNECTION.","BALL VALVE",null,5,null,1.27238E-3,null,{"v":132,"d":"132.00 Kč"},{"v":0,"d":"0.00 Kč"},0,{"v":132,"d":"132.00 Kč"},{"v":0,"d":"0.00 Kč"}]
[null,null,"AQF-PAST02-1.","WATER CONNECTION WITH VALVE 1/2\" MALE X 1/2\" FEMALE X VALVE TUBE 1/4\"","CONNECTOR",null,5,null,0.00082,null,{"v":150,"d":"150.00 Kč"},{"v":0,"d":"0.00 Kč"},0,{"v":150,"d":"150.00 Kč"},{"v":0,"d":"0.00 Kč"}]
[null,null,"AQF-PAST03-1.","WATER CONNECTION WITH VALVE 1/2\" MALE X 1/2\" FEMALE X VALVE TUBE 3/8\"","CONNECTOR",null,5,null,0.00082,null,{"v":162,"d":"162.00 Kč"},{"v":0,"d":"0.00 Kč"},0,{"v":162,"d":"162.00 Kč"},{"v":0,"d":"0.00 Kč"}]
[null,null,"AQF-PAST03.","WATER CONNECTION WITH VALVE 1/2\" MALE X 1/2\" FEMALE X VALVE TUBE 3/8\"","CONNECTOR",null,5,null,0.00082,null,{"v":150,"d":"150.00 Kč"},{"v":0,"d":"0.00 Kč"},0,{"v":150,"d":"150.00 Kč"},{"v":0,"d":"0.00 Kč"}]
[null,null,"AQF-PAST02.","WATER CONNECTION WITH VALVE 1/2\" MALE X 1/2\" FEMALE X VALVE TUBE 1/4\"","CONNECTOR",null,5,null,0.00082,null,{"v":138,"d":"138.00 Kč"},{"v":0,"d":"0.00 Kč"},0,{"v":138,"d":"138.00 Kč"},{"v":0,"d":"0.00 Kč"}]
[null,null,"ADV-REG-AQ.","PRESSURE REGULATOR SET WITH VALVE SEWBV1414: 1/4\" QC X 1/4\" TUBE","PRESSURE REGULATOR",null,50,null,0.03656,null,{"v":828,"d":"828.00 Kč"},{"v":0,"d":"0.00 Kč"},0,{"v":828,"d":"828.00 Kč"},{"v":0,"d":"0.00 Kč"}]
[null,null,"ADV-REG-CR-AQ.","PRESSURE REGULATOR WITH FT04 AND VALVE SEWBV1414 VALVE: : 1/2\" MIP X 1/2\" FIP X 1/4\" TUBE","PRESSURE REGULATOR",null,50,null,0.03655,null,{"v":828,"d":"828.00 Kč"},{"v":0,"d":"0.00 Kč"},0,{"v":828,"d":"828.00 Kč"},{"v":0,"d":"0.00 Kč"}]
[null,null,"FXFVP-2.","CHROME PLATED BRASS FAUCET ADAPTER M22X1 FEMALE - 1/4\" TUBE WITH VALVE","ADAPTOR",null,5,null,0.00082,null,{"v":210,"d":"210.00 Kč"},{"v":0,"d":"0.00 Kč"},0,{"v":210,"d":"210.00 Kč"},{"v":0,"d":"0.00 Kč"}]
[null,null,"AT-SC500B14.","DRAIN CLAMP - 1/4\" NPTF - JACO","DRAIN CLAMP",null,5,null,0.00082,null,{"v":54,"d":"54.00 Kč"},{"v":0,"d":"0.00 Kč"},0,{"v":54,"d":"54.00 Kč"},{"v":0,"d":"0.00 Kč"}]
[null,null,"AJ-SC500B14.","DRAIN CLAMP - 1/4\" TUBE - JACO","DRAIN CLAMP",null,5,null,0.00082,null,{"v":60,"d":"60.00 Kč"},{"v":0,"d":"0.00 Kč"},0,{"v":60,"d":"60.00 Kč"},{"v":0,"d":"0.00 Kč"}]
[null,null,"AQ-SC500B14.","DRAIN CLAMP - 1/4\" TUBE - QC","DRAIN CLAMP",null,5,null,0.00082,null,{"v":60,"d":"60.00 Kč"},{"v":0,"d":"0.00 Kč"},0,{"v":60,"d":"60.00 Kč"},{"v":0,"d":"0.00 Kč"}]
["PŘÍSLUŠENSTVÍ - Čerpadla, transformátory a příslušenství",{"$nulls":4}," "]
[null,null,"M1207515.","PUMP FOR 75 GPD RO SYSTEM","PUMP",null,6,null,0.024600000000000004,null,{"v":1812,"d":"1,812.00 Kč"},{"v":0,"d":"0.00 Kč"},0,{"v":1812,"d":"1,812.00 Kč"},{"v":0,"d":"0.00 Kč"}]
[null,null,"M120501-T50.","TRANSFORMER 100-265 AC / DC 24V WITH PLUG","TRANSFORMER",null,1,null,0.001117,null,{"v":1812,"d":"1,812.00 Kč"},{"v":0,"d":"0.00 Kč"},0,{"v":1812,"d":"1,812.00 Kč"},{"v":0,"d":"0.00 Kč"}]
[null,null,"AQ-HP1000-B.","HIGH PRESSURE VALVE - BLACK, 1/4\" TUBE - QC","PRESSURE SWITCH",null,5,null,0.00082,null,{"v":126,"d":"126.00 Kč"},{"v":0,"d":"0.00 Kč"},0,{"v":126,"d":"126.00 Kč"},{"v":0,"d":"0.00 Kč"}]
[null,null,"AQ-LP1000-B.","LOW PRESSURE VALVE - BLACK, 1/4\" TUBE - QC","PRESSURE SWITCH",null,5,null,0.00082,null,{"v":138,"d":"138.00 Kč"},{"v":0,"d":"0.00 Kč"},0,{"v":138,"d":"138.00 Kč"},{"v":0,"d":"0.00 Kč"}]
[null,null,"AQF-LP001.","LOW PRESSURE SWITCH 1/4\" QC","PRESSURE SWITCH",null,5,null,0.00082,null,{"v":120,"d":"120.00 Kč"},{"v":0,"d":"0.00 Kč"},0,{"v":120,"d":"120.00 Kč"},{"v":0,"d":"0.00 Kč"}]
[null,null,"AQF-HP001.","HIGH PRESSURE SWITCH 1/4\" QC","PRESSURE SWITCH",null,5,null,0.00082,null,{"v":108,"d":"108.00 Kč"},{"v":0,"d":"0.00 Kč"},0,{"v":108,"d":"108.00 Kč"},{"v":0,"d":"0.00 Kč"}]
[null,null,"AJ-HP1000-B.","HIGH PRESSURE SWITCH 1/4\" TUBE ( BLACK ) - JACO","PRESSURE SWITCH",null,5,null,0.00082,null,{"v":138,"d":"138.00 Kč"},{"v":0,"d":"0.00 Kč"},0,{"v":138,"d":"138.00 Kč"},{"v":0,"d":"0.00 Kč"}]
[null,null,"AT-LP1000-B.","LOW PRESSURE SWITCH - 1/4\" NPTF","PRESSURE SWITCH",null,5,null,0.00082,null,{"v":150,"d":"150.00 Kč"},{"v":0,"d":"0.00 Kč"},0,{"v":150,"d":"150.00 Kč"},{"v":0,"d":"0.00 Kč"}]
["PŘÍSLUŠENSTVÍ - Vodní nádrže pro RO systémy",{"$nulls":4}," "]
[null,null,"PRO3200P.","WHITE PLASTIC TANK 3.2 GAL (12 L) FOR RO SYSTEM","3.2 GAL",null,1,null,0.02059,null,{"v":1416,"d":"1,416.00 Kč"},{"v":0,"d":"0.00 Kč"},0,{"v":1416,"d":"1,416.00 Kč"},{"v":0,"d":"0.00 Kč"}]
[null,null,"PRO4000W.","WHITE PLASTIC TANK 4 GAL (15 L) FOR RO SYSTEM","4 GAL",null,1,null,0.029115983,null,{"v":2490,"d":"2,490.00 Kč"},{"v":0,"d":"0.00 Kč"},0,{"v":2490,"d":"2,490.00 Kč"},{"v":0,"d":"0.00 Kč"}]
["PŘÍSLUŠENSTVÍ - Ventily, Regulátory tlaku, Omezovače průtoku",{"$nulls":4}," "]
[null,null,"AQ-BV9014.","RO TANK BALL VALVE, 1/4\" NPTF X 1/4˝ TUBE - QC","BALL VALVE",null,10,null,5.8E-4,null,{"v":120,"d":"120.00 Kč"},{"v":0,"d":"0.00 Kč"},0,{"v":120,"d":"120.00 Kč"},{"v":0,"d":"0.00 Kč"}]
[null,null,"AJ-BV9014.","JACO BALL VALVE 1/4 \" X POD 1/4 \" NPTF FOR TANK RO","BALL VALVE",null,10,null,5.8E-4,null,{"v":108,"d":"108.00 Kč"},{"v":0,"d":"0.00 Kč"},0,{"v":108,"d":"108.00 Kč"},{"v":0,"d":"0.00 Kč"}]
[null,null,"AT-BV250W.","PLASTIC BALL VALVE WHITE, 1/4\"NPTF - 1/4\" NPTF","BALL VALVE",null,10,null,5.8E-4,null,{"v":228,"d":"228.00 Kč"},{"v":0,"d":"0.00 Kč"},0,{"v":228,"d":"228.00 Kč"},{"v":0,"d":"0.00 Kč"}]
[null,null,"AQ-SEWBV1414-PP.","PLASTIC BALL VALVE WHITE, 1/4\" NPT X 1/4\" TUBE","BALL VALVE",null,10,null,5.8E-4,null,{"v":102,"d":"102.00 Kč"},{"v":0,"d":"0.00 Kč"},0,{"v":102,"d":"102.00 Kč"},{"v":0,"d":"0.00 Kč"}]
[null,null,"AQ-BV250W.","WHITE BALL VALVE, 1/4\" TUBE X 1/4\" TUBE - QC","BALL VALVE",null,10,null,5.8E-4,null,{"v":120,"d":"120.00 Kč"},{"v":0,"d":"0.00 Kč"},0,{"v":120,"d":"120.00 Kč"},{"v":0,"d":"0.00 Kč"}]
[null,null,"AQF-PA0303.","BALL VALVE , 2 X 3/8\" F QUICK CONNECTOR","BALL VALVE",null,10,null,5.8E-4,null,{"v":96,"d":"96.00 Kč"},{"v":0,"d":"0.00 Kč"},0,{"v":96,"d":"96.00 Kč"},{"v":0,"d":"0.00 Kč"}]
[null,null,"AQF-PAW0202.","PLASTIC BALL VALVE, 1/4\" MIP X 1/4\" TUBE.","BALL VALVE",null,10,null,5.8E-4,null,{"v":84,"d":"84.00 Kč"},{"v":0,"d":"0.00 Kč"},0,{"v":84,"d":"84.00 Kč"},{"v":0,"d":"0.00 Kč"}]
[null,null,"AQF-PA0202.","BALL VALVE , 2 X 1/4\" F QUICK CONNECTOR","BALL VALVE",null,10,null,5.8E-4,null,{"v":96,"d":"96.00 Kč"},{"v":0,"d":"0.00 Kč"},0,{"v":96,"d":"96.00 Kč"},{"v":0,"d":"0.00 Kč"}]
[null,null,"AQF-PAN0202.","RO TANK VALVE 1/4\" FEMALE X 1/4\" TUBE","BALL VALVE",null,10,null,5.8E-4,null,{"v":102,"d":"102.00 Kč"},{"v":0,"d":"0.00 Kč"},0,{"v":102,"d":"102.00 Kč"},{"v":0,"d":"0.00 Kč"}]
[null,null,"CV1418.","1/4\" MIP X 1/8\" MIP CHECK VALVE FOR RO UNIT - PLASTIC","CHECK VALVE",null,10,null,1.5000000000000001E-4,null,{"v":138,"d":"138.00 Kč"},{"v":0,"d":"0.00 Kč"},0,{"v":138,"d":"138.00 Kč"},{"v":0,"d":"0.00 Kč"}]
[null,null,"AJ-4042-CV.","MALE ELBOW 1/8\" NPT WITH CHECK VALVE X 1/4\" TUBE - JACO","CHECK VALVE",null,10,null,0.00018,null,{"v":78,"d":"78.00 Kč"},{"v":0,"d":"0.00 Kč"},0,{"v":78,"d":"78.00 Kč"},{"v":0,"d":"0.00 Kč"}]
[null,null,"FR-FLUSH.","RO FLUSH KIT FOR MEMBRANES, 1/4\" QC","FLUSH KIT",null,50,null,0.02625,null,{"v":294,"d":"294.00 Kč"},{"v":0,"d":"0.00 Kč"},0,{"v":294,"d":"294.00 Kč"},{"v":0,"d":"0.00 Kč"}]
[null,null,"AJ-S-3000W.","WHITE FOUR WAY VALVE, 4 X 1/4\" TUBE O.D JACO - RO REVERSE OSMOSIS 4 WAY AUTO SHUT OFF VALVE","4-WAY SHUT-OFF VALVE",null,5,null,0.00082,null,{"v":186,"d":"186.00 Kč"},{"v":0,"d":"0.00 Kč"},0,{"v":186,"d":"186.00 Kč"},{"v":0,"d":"0.00 Kč"}]
[null,null,"AQ-S-3000W.","WHITE FOUR WAY VALVE, 4 X 1/4\" TUBE QC - RO REVERSE OSMOSIS 4 WAY AUTO SHUT OFF VALVE","4-WAY SHUT-OFF VALVE",null,5,null,0.00082,null,{"v":228,"d":"228.00 Kč"},{"v":0,"d":"0.00 Kč"},0,{"v":228,"d":"228.00 Kč"},{"v":0,"d":"0.00 Kč"}]
[null,null,"AQF-SMF-02.","SHUT OFF VALVE - 4 X 1/4\" TUBE QUICK","4-WAY SHUT-OFF VALVE",null,5,null,0.00082,null,{"v":198,"d":"198.00 Kč"},{"v":0,"d":"0.00 Kč"},0,{"v":198,"d":"198.00 Kč"},{"v":0,"d":"0.00 Kč"}]
[null,null,"AQ-FR-300.","FLOW RESTRICTOR - 300 CC/MIN, 1/4\" TUBE - 1/4\" TUBE - QC","FLOW RESTRICTOR",null,10,null,8.5000000000000006E-4,null,{"v":102,"d":"102.00 Kč"},{"v":0,"d":"0.00 Kč"},0,{"v":102,"d":"102.00 Kč"},{"v":0,"d":"0.00 Kč"}]
[null,null,"AQ-FR-420.","FLOW RESTRICTOR - 420 CC/MIN, 1/4\" TUBE - 1/4\" TUBE - QC","FLOW RESTRICTOR",null,10,null,8.5000000000000006E-4,null,{"v":102,"d":"102.00 Kč"},{"v":0,"d":"0.00 Kč"},0,{"v":102,"d":"102.00 Kč"},{"v":0,"d":"0.00 Kč"}]
[null,null,"AQ-FR-550.","FLOW RESTRICTOR - 550 CC/MIN, 1/4\" TUBE - 1/4\" TUBE - QC","FLOW RESTRICTOR",null,10,null,8.5000000000000006E-4,null,{"v":108,"d":"108.00 Kč"},{"v":0,"d":"0.00 Kč"},0,{"v":108,"d":"108.00 Kč"},{"v":0,"d":"0.00 Kč"}]
[null,null,"AT-FR-300.","FLOW RESTRICTOR - 300 CC/MIN - 1/4\" NPTF - 1/4\" NPTF","FLOW RESTRICTOR",null,10,null,8.5000000000000006E-4,null,{"v":120,"d":"120.00 Kč"},{"v":0,"d":"0.00 Kč"},0,{"v":120,"d":"120.00 Kč"},{"v":0,"d":"0.00 Kč"}]
[null,null,"AJ-FR-300.","FLOW RESTRICTOR - 300 CC/MIN - 1/4\" TUBE - JACO","FLOW RESTRICTOR",null,10,null,8.5000000000000006E-4,null,{"v":96,"d":"96.00 Kč"},{"v":0,"d":"0.00 Kč"},0,{"v":96,"d":"96.00 Kč"},{"v":0,"d":"0.00 Kč"}]
[null,null,"AJ-FR-420.","FLOW RESTRICTOR - 420 CC/MIN - 1/4\" TUBE - JACO","FLOW RESTRICTOR",null,10,null,8.5000000000000006E-4,null,{"v":96,"d":"96.00 Kč"},{"v":0,"d":"0.00 Kč"},0,{"v":96,"d":"96.00 Kč"},{"v":0,"d":"0.00 Kč"}]
[null,null,"AJ-FR-550.","FLOW RESTRICTOR - 550 CC/MIN - 1/4\" TUBE - JACO","FLOW RESTRICTOR",null,10,null,8.5000000000000006E-4,null,{"v":96,"d":"96.00 Kč"},{"v":0,"d":"0.00 Kč"},0,{"v":96,"d":"96.00 Kč"},{"v":0,"d":"0.00 Kč"}]
[null,null,"AQF-FR1500CC.","FLOW RESTRICTOR - 1500 CC-QUICK 1/4\"","FLOW RESTRICTOR",null,10,null,8.5000000000000006E-4,null,{"v":78,"d":"78.00 Kč"},{"v":0,"d":"0.00 Kč"},0,{"v":78,"d":"78.00 Kč"},{"v":0,"d":"0.00 Kč"}]
[null,null,"AQF-FR450CC.","FLOW RESTRICTOR - 450 CC-QUICK 1/4\"","FLOW RESTRICTOR",null,10,null,8.5000000000000006E-4,null,{"v":78,"d":"78.00 Kč"},{"v":0,"d":"0.00 Kč"},0,{"v":78,"d":"78.00 Kč"},{"v":0,"d":"0.00 Kč"}]
[null,null,"AQF-FR300CC.","FLOW RESTRICTOR - 300 CC - QUICK 1/4\"","FLOW RESTRICTOR",null,10,null,8.5000000000000006E-4,null,{"v":84,"d":"84.00 Kč"},{"v":0,"d":"0.00 Kč"},0,{"v":84,"d":"84.00 Kč"},{"v":0,"d":"0.00 Kč"}]
[null,null,"AQ-A4ME2-CV-W.","MALE ELBOW - 1/4\" TUBE O.D. 1/8\" NPT WITH CHECK VALVE - QC","CHECK VALVE",null,10,null,5.8E-4,null,{"v":84,"d":"84.00 Kč"},{"v":0,"d":"0.00 Kč"},0,{"v":84,"d":"84.00 Kč"},{"v":0,"d":"0.00 Kč"}]
[null,null,"AQ-A4UC4-CV-W.","UNION CONNECTOR - 1/4\" - 1/4\" TUBE O.D. WITH CHECK VALVE - QC","CHECK VALVE",null,10,null,5.8E-4,null,{"v":114,"d":"114.00 Kč"},{"v":0,"d":"0.00 Kč"},0,{"v":114,"d":"114.00 Kč"},{"v":0,"d":"0.00 Kč"}]
[null,null,"AQF-PVNZ0202.","ELBOW WITH CHECK VALVE - 1/4\" TUBE O.D. 1/4\" TUBE","CHECK VALVE",null,10,null,5.8E-4,null,{"v":90,"d":"90.00 Kč"},{"$f":"$K520*$J520","v":{"v":0,"d":"0.00 Kč"}},{"$f":"$M$3","v":0},{"$f":"$K520-($K520/100*$M520)","v":{"v":90,"d":"90.00 Kč"}},{"v":0,"d":"0.00 Kč"}]
[null,null,"AQF-PUNZ0202.","MALE CONNECTOR W/CHECK VALVE 1/4\" TUBE X 1/4\" TUBE","CHECK VALVE",null,10,null,5.8E-4,null,{"v":102,"d":"102.00 Kč"},{"v":0,"d":"0.00 Kč"},0,{"v":102,"d":"102.00 Kč"},{"$f":"L521-(L521/100*M521)","v":{"v":0,"d":"0.00 Kč"}}]
[null,null,"AQF-PLNZ0201.","MALE ELBOWS WITH CHECK VALVE -1/4\" TUBE O.D. 1/8\" NPT - QUICK","CHECK VALVE",null,10,null,5.8E-4,null,{"v":66,"d":"66.00 Kč"},{"v":0,"d":"0.00 Kč"},0,{"v":66,"d":"66.00 Kč"},{"v":0,"d":"0.00 Kč"}]
[null,null,"AQF-JYF-02.","PRESSURE REGULATOR 1/4\" TUBE X 1/4\" TUBE","PRESSURE REGULATOR",null,5,null,0.00082,null,{"v":120,"d":"120.00 Kč"},{"v":0,"d":"0.00 Kč"},0,{"v":120,"d":"120.00 Kč"},{"v":0,"d":"0.00 Kč"}]
[null,null,"AQF-NSF-02.","FLOW REGULATOR - MANUAL 2 X 1/4\" TUBE","FLOW REGULATOR",null,5,null,0.00082,null,{"v":150,"d":"150.00 Kč"},{"v":0,"d":"0.00 Kč"},0,{"v":150,"d":"150.00 Kč"},{"v":0,"d":"0.00 Kč"}]
[null,null,"F10SV-2.","BRASS BALL VALVE 3/8\" MIP (BSP) X 3/8\" FIP (BSP) RED HANDEL, FOR ALL THREE-PART FILTER HOUSING WITH DRAIN VALVE (SPIN-DOWN)","BALL VALVE",null,5,null,0.00082,null,{"v":210,"d":"210.00 Kč"},{"v":0,"d":"0.00 Kč"},0,{"v":210,"d":"210.00 Kč"},{"v":0,"d":"0.00 Kč"}]
[null,null,"PLV-0104-50.","PRESSURE LIMITING VALVE - 1/4\" TUBE O.D. - 50PSI (3,45 BAR)","LIMITING VALVE",null,5,null,0.00082,null,{"v":450,"d":"450.00 Kč"},{"v":0,"d":"0.00 Kč"},0,{"v":450,"d":"450.00 Kč"},{"v":0,"d":"0.00 Kč"}]
[null,null,"PLV-0104-80.","PRESSURE LIMITING VALVE - 1/4\" TUBE O.D. - 80PSI (5,52 BAR)","LIMITING VALVE",null,5,null,0.00082,null,{"v":450,"d":"450.00 Kč"},{"v":0,"d":"0.00 Kč"},0,{"v":450,"d":"450.00 Kč"},{"v":0,"d":"0.00 Kč"}]
[null,null,"AQF-JYF-01.","PRESSURE LIMITING VALVE 1/4\" TUBE X 1/4\" TUBE","LIMITING VALVE",null,5,null,0.00082,null,{"v":102,"d":"102.00 Kč"},{"v":0,"d":"0.00 Kč"},0,{"v":102,"d":"102.00 Kč"},{"v":0,"d":"0.00 Kč"}]
[null,null,"PLVBB-0304-40.","PRESSURE REGULATOR FOR BIG BLUE - 40PSI","LIMITING VALVE",null,5,null,0.00082,null,{"v":2406,"d":"2,406.00 Kč"},{"v":0,"d":"0.00 Kč"},0,{"v":2406,"d":"2,406.00 Kč"},{"v":0,"d":"0.00 Kč"}]
[null,null,"PLVBB-0304-80.","PRESSURE REGULATOR FOR BIG BLUE - 80PSI","LIMITING VALVE",null,5,null,0.00082,null,{"v":2406,"d":"2,406.00 Kč"},{"v":0,"d":"0.00 Kč"},0,{"v":2406,"d":"2,406.00 Kč"},{"v":0,"d":"0.00 Kč"}]
[null,null,"AQ-LSV-Q2.","LEAKAGE STOP VALVE 1/4\" X 1/4\" TUBE QC","LEAK STOP VALVE",null,5,null,0.00082,null,{"v":378,"d":"378.00 Kč"},{"v":0,"d":"0.00 Kč"},0,{"v":378,"d":"378.00 Kč"},{"v":0,"d":"0.00 Kč"}]
["PŘÍSLUŠENSTVÍ - rychlospojky, teflonová páska a příslušenství",{"$nulls":4}," "]
[null,null,"AQ-A4MC2-W.","MALE CONNECTOR - 1/4\" TUBE O.D. 1/8\" NPT - QC","CONNECTOR",null,10,null,3.1999999999999997E-4,null,{"v":18,"d":"18.00 Kč"},{"v":0,"d":"0.00 Kč"},0,{"v":18,"d":"18.00 Kč"},{"v":0,"d":"0.00 Kč"}]
[null,null,"AQ-A4MC4-W.","MALE CONNECTOR - 1/4\" TUBE O.D. 1/4\" NPT - QC","CONNECTOR",null,10,null,3.1999999999999997E-4,null,{"v":18,"d":"18.00 Kč"},{"v":0,"d":"0.00 Kč"},0,{"v":18,"d":"18.00 Kč"},{"v":0,"d":"0.00 Kč"}]
[null,null,"AQ-A4MC5-W.","MALE CONNECTOR - 1/4\" TUBE O.D. 3/8\" NPT - QC","CONNECTOR",null,10,null,0.00032,null,{"v":18,"d":"18.00 Kč"},{"v":0,"d":"0.00 Kč"},0,{"v":18,"d":"18.00 Kč"},{"v":0,"d":"0.00 Kč"}]
[null,null,"AQ-A5MC4-W.","MALE CONNECTOR - 3/8\" TUBE O.D. 1/4\" NPT - QC","CONNECTOR",null,10,null,0.00032,null,{"v":30,"d":"30.00 Kč"},{"v":0,"d":"0.00 Kč"},0,{"v":30,"d":"30.00 Kč"},{"v":0,"d":"0.00 Kč"}]
[null,null,"AQ-A5MC5-W.","MALE CONNECTOR - 3/8\" TUBE O.D. 3/8\" NPT - QC","CONNECTOR",null,10,null,0.00032,null,{"v":30,"d":"30.00 Kč"},{"v":0,"d":"0.00 Kč"},0,{"v":30,"d":"30.00 Kč"},{"v":0,"d":"0.00 Kč"}]
[null,null,"AQ-A5MC6-W.","MALE CONNECTOR - 3/8\" TUBE O.D. 1/2\" NPT - QC","CONNECTOR",null,10,null,0.00032,null,{"v":36,"d":"36.00 Kč"},{"v":0,"d":"0.00 Kč"},0,{"v":36,"d":"36.00 Kč"},{"v":0,"d":"0.00 Kč"}]
[null,null,"AQ-A4ME2-W.","MALE ELBOW - 1/4\" TUBE O.D. 1/8\" NPT - QC","ELBOW",null,10,null,0.00032,null,{"v":18,"d":"18.00 Kč"},{"v":0,"d":"0.00 Kč"},0,{"v":18,"d":"18.00 Kč"},{"v":0,"d":"0.00 Kč"}]
[null,null,"AQ-A4ME4-W.","MALE ELBOW - 1/4\" TUBE O.D. 1/4\" NPT - QC","ELBOW",null,10,null,0.00032,null,{"v":18,"d":"18.00 Kč"},{"v":0,"d":"0.00 Kč"},0,{"v":18,"d":"18.00 Kč"},{"v":0,"d":"0.00 Kč"}]
[null,null,"AQ-A4ME5-W.","MALE ELBOW - 1/4\" TUBE O.D. 3/8\" NPT - QC","ELBOW",null,10,null,0.00032,null,{"v":18,"d":"18.00 Kč"},{"v":0,"d":"0.00 Kč"},0,{"v":18,"d":"18.00 Kč"},{"v":0,"d":"0.00 Kč"}]
[null,null,"AQ-A5ME4-W.","MALE ELBOW - 3/8\" TUBE O.D. 1/4\" NPT - QC","ELBOW",null,10,null,0.00032,null,{"v":24,"d":"24.00 Kč"},{"v":0,"d":"0.00 Kč"},0,{"v":24,"d":"24.00 Kč"},{"v":0,"d":"0.00 Kč"}]
[null,null,"AQ-A5ME5-W.","MALE ELBOW - 3/8\" TUBE O.D. 3/8\" NPT - QC","ELBOW",null,10,null,0.00032,null,{"v":30,"d":"30.00 Kč"},{"v":0,"d":"0.00 Kč"},0,{"v":30,"d":"30.00 Kč"},{"v":0,"d":"0.00 Kč"}]
[null,null,"AQ-A4UE4-W.","UNION & REDUCING ELBOW - 1/4\" - 1/4\" TUBE O.D. - QC","ELBOW",null,10,null,0.00032,null,{"v":30,"d":"30.00 Kč"},{"v":0,"d":"0.00 Kč"},0,{"v":30,"d":"30.00 Kč"},{"v":0,"d":"0.00 Kč"}]
[null,null,"AQ-A5UE4-W.","UNION & REDUCING ELBOW - 3/8\" - 1/4\" TUBE O.D. - QC","ELBOW",null,10,null,0.00032,null,{"v":36,"d":"36.00 Kč"},{"v":0,"d":"0.00 Kč"},0,{"v":36,"d":"36.00 Kč"},{"v":0,"d":"0.00 Kč"}]
[null,null,"AQ-A5UE5-W.","UNION & REDUCING ELBOW - 3/8\" - 3/8\" TUBE O.D. - QC","ELBOW",null,10,null,0.00032,null,{"v":36,"d":"36.00 Kč"},{"v":0,"d":"0.00 Kč"},0,{"v":36,"d":"36.00 Kč"},{"v":0,"d":"0.00 Kč"}]
[null,null,"AQ-A4UC4-W.","UNION CONNECTOR - 1/4\" - 1/4\" TUBE O.D. - QC","UNION",null,10,null,0.00032,null,{"v":24,"d":"24.00 Kč"},{"v":0,"d":"0.00 Kč"},0,{"v":24,"d":"24.00 Kč"},{"v":0,"d":"0.00 Kč"}]
[null,null,"AQ-A5UC4-W.","UNION CONNECTOR - 3/8\" - 1/4\" TUBE O.D. - QC","UNION",null,10,null,0.00032,null,{"v":36,"d":"36.00 Kč"},{"v":0,"d":"0.00 Kč"},0,{"v":36,"d":"36.00 Kč"},{"v":0,"d":"0.00 Kč"}]
[null,null,"AQ-A5UC5-W.","UNION CONNECTOR - 3/8\" - 3/8\" TUBE O.D. - QC","UNION",null,10,null,0.00032,null,{"v":36,"d":"36.00 Kč"},{"v":0,"d":"0.00 Kč"},0,{"v":36,"d":"36.00 Kč"},{"v":0,"d":"0.00 Kč"}]
[null,null,"AQ-A4FA4-W.","FEMALE ADAPTOR - 1/4\" TUBE O.D. 1/4\" NPTF - QC","ADAPTOR",null,10,null,0.00032,null,{"v":24,"d":"24.00 Kč"},{"v":0,"d":"0.00 Kč"},0,{"v":24,"d":"24.00 Kč"},{"v":0,"d":"0.00 Kč"}]
[null,null,"AQ-A4FA12.","FEMALE ADAPTOR - 1/4\" TUBE O.D. 1/2\" FBSP - QC","ADAPTOR",null,10,null,0.00032,null,{"v":24,"d":"24.00 Kč"},{"v":0,"d":"0.00 Kč"},0,{"v":24,"d":"24.00 Kč"},{"v":0,"d":"0.00 Kč"}]
[null,null,"AQ-A4FA716.","FEMALE ADAPTOR - 1/4\" TUBE O.D. 7/16\" NPTF - QC","ADAPTOR",null,10,null,0.00032,null,{"v":24,"d":"24.00 Kč"},{"v":0,"d":"0.00 Kč"},0,{"v":24,"d":"24.00 Kč"},{"v":0,"d":"0.00 Kč"}]
[null,null,"AQ-A5FA716.","FEMALE ADAPTOR - 3/8\" TUBE O.D. 7/16\" NPTF - QC","ADAPTOR",null,10,null,0.00032,null,{"v":24,"d":"24.00 Kč"},{"v":0,"d":"0.00 Kč"},0,{"v":24,"d":"24.00 Kč"},{"v":0,"d":"0.00 Kč"}]
[null,null,"AQ-A4SA4-W.","STEM ADAPTOR OD 1/4\" PIPE THD. 1/4\"","ADAPTOR",null,10,null,0.00032,null,{"v":12,"d":"12.00 Kč"},{"v":0,"d":"0.00 Kč"},0,{"v":12,"d":"12.00 Kč"},{"v":0,"d":"0.00 Kč"}]
[null,null,"AQ-A4SA5-W.","STEM ADAPTOR OD 1/4\" PIPE THD. 3/8\"","ADAPTOR",null,10,null,0.00032,null,{"v":12,"d":"12.00 Kč"},{"v":0,"d":"0.00 Kč"},0,{"v":12,"d":"12.00 Kč"},{"v":0,"d":"0.00 Kč"}]
[null,null,"AQ-A5SA4-W.","STEM ADAPTOROD 3/8\" PIPE THD. 1/4\"","ADAPTOR",null,10,null,0.00032,null,{"v":12,"d":"12.00 Kč"},{"v":0,"d":"0.00 Kč"},0,{"v":12,"d":"12.00 Kč"},{"v":0,"d":"0.00 Kč"}]
[null,null,"AQ-A5SA5-W.","STEM ADAPTOROD 3/8\" PIPE THD. 3/8\"","ADAPTOR",null,10,null,0.00032,null,{"v":12,"d":"12.00 Kč"},{"v":0,"d":"0.00 Kč"},0,{"v":12,"d":"12.00 Kč"},{"v":0,"d":"0.00 Kč"}]
[null,null,"AQ-A4BU4-W.","BULKHEAD UNION - 1/4\" - 1/4\" TUBE O.D. - QC","UNION",null,10,null,0.00032,null,{"v":48,"d":"48.00 Kč"},{"v":0,"d":"0.00 Kč"},0,{"v":48,"d":"48.00 Kč"},{"v":0,"d":"0.00 Kč"}]
[null,null,"AQ-A4BU5-W.","BULKHEAD UNION - 1/4\" - 3/8\" TUBE O.D. - QC","UNION",null,10,null,0.00032,null,{"v":42,"d":"42.00 Kč"},{"v":0,"d":"0.00 Kč"},0,{"v":42,"d":"42.00 Kč"},{"v":0,"d":"0.00 Kč"}]
[null,null,"AQ-A5BU5-W.","BULKHEAD UNION - 3/8\" - 3/8\" TUBE O.D. - QC","UNION",null,10,null,0.00032,null,{"v":54,"d":"54.00 Kč"},{"v":0,"d":"0.00 Kč"},0,{"v":54,"d":"54.00 Kč"},{"v":0,"d":"0.00 Kč"}]
[null,null,"AQ-A4SE4-W.","STEM ELBOW - 1/4\" TUBE O.D. 1/4\" STEM - QC","ELBOW",null,10,null,0.00032,null,{"v":18,"d":"18.00 Kč"},{"v":0,"d":"0.00 Kč"},0,{"v":18,"d":"18.00 Kč"},{"v":0,"d":"0.00 Kč"}]
[null,null,"AQ-A4SE5-W.","STEM ELBOW - 1/4\" TUBE O.D. 3/8\" STEM - QC","ELBOW",null,10,null,0.00032,null,{"v":24,"d":"24.00 Kč"},{"v":0,"d":"0.00 Kč"},0,{"v":24,"d":"24.00 Kč"},{"v":0,"d":"0.00 Kč"}]
[null,null,"AQ-A5SE4-W.","STEM ELBOW - 3/8\" TUBE O.D. 1/4\" STEM - QC","ELBOW",null,10,null,0.00032,null,{"v":24,"d":"24.00 Kč"},{"v":0,"d":"0.00 Kč"},0,{"v":24,"d":"24.00 Kč"},{"v":0,"d":"0.00 Kč"}]
[null,null,"AQ-A5SE5-W.","STEM ELBOW - 3/8\" TUBE O.D. 3/8\" STEM - QC","ELBOW",null,10,null,0.00032,null,{"v":24,"d":"24.00 Kč"},{"v":0,"d":"0.00 Kč"},0,{"v":24,"d":"24.00 Kč"},{"v":0,"d":"0.00 Kč"}]
[null,null,"AQ-A4MBT4-W.","MALE BRANCH TEE - 1/4\" - 1/4\" TUBE O.D. 1/4\" NPT - QC","TEE",null,10,null,0.00032,null,{"v":30,"d":"30.00 Kč"},{"v":0,"d":"0.00 Kč"},0,{"v":30,"d":"30.00 Kč"},{"v":0,"d":"0.00 Kč"}]
[null,null,"AQ-A4MBT5-W.","MALE BRANCH TEE - 3/8\" - 3/8\" TUBE O.D. 3/8\" NPT - QC","TEE",null,10,null,0.00032,null,{"v":42,"d":"42.00 Kč"},{"v":0,"d":"0.00 Kč"},0,{"v":42,"d":"42.00 Kč"},{"v":0,"d":"0.00 Kč"}]
[null,null,"AQ-A4TU4-W.","UNION TEE - 1/4\" - 1/4\" - 1/4\" TUBE O.D. - QC","TEE",null,10,null,0.00032,null,{"v":42,"d":"42.00 Kč"},{"v":0,"d":"0.00 Kč"},0,{"v":42,"d":"42.00 Kč"},{"v":0,"d":"0.00 Kč"}]
[null,null,"AQ-A4TUR5-W.","UNION TEE - 1/4\" - 3/8\"- 1/4\" TUBE O.D. - QC","TEE",null,10,null,0.00032,null,{"v":48,"d":"48.00 Kč"},{"v":0,"d":"0.00 Kč"},0,{"v":48,"d":"48.00 Kč"},{"v":0,"d":"0.00 Kč"}]
[null,null,"AQ-A5TUR4-W.","UNION TEE - 3/8\" - 1/4\" - 3/8\" TUBE O.D. - QC","TEE",null,10,null,0.00032,null,{"v":48,"d":"48.00 Kč"},{"v":0,"d":"0.00 Kč"},0,{"v":48,"d":"48.00 Kč"},{"v":0,"d":"0.00 Kč"}]
[null,null,"AQ-A5TU5-W.","UNION TEE - 3/8\" - 3/8\" - 3/8\" TUBE O.D. - QC","TEE",null,10,null,0.00032,null,{"v":60,"d":"60.00 Kč"},{"v":0,"d":"0.00 Kč"},0,{"v":60,"d":"60.00 Kč"},{"v":0,"d":"0.00 Kč"}]
[null,null,"AQ-A4MT4-W.","MALE RUN TEE - 1/4\" - 1/4\" TUBE O.D. 1/4\" NPT - QC","TEE",null,10,null,0.00032,null,{"v":36,"d":"36.00 Kč"},{"v":0,"d":"0.00 Kč"},0,{"v":36,"d":"36.00 Kč"},{"v":0,"d":"0.00 Kč"}]
[null,null,"AQ-A5MT4-W.","MALE RUN TEE - 3/8\" - 1/4\" TUBE O.D. 1/4\" NPT - QC","TEE",null,10,null,0.00032,null,{"v":36,"d":"36.00 Kč"},{"v":0,"d":"0.00 Kč"},0,{"v":36,"d":"36.00 Kč"},{"v":0,"d":"0.00 Kč"}]
[null,null,"AQ-A4TR4-W.","STEM BRANCH TEE - 1/4\"-1/4\" TUBE O.D. 1/4\" STEM - QC","TEE",null,10,null,0.00032,null,{"v":36,"d":"36.00 Kč"},{"v":0,"d":"0.00 Kč"},0,{"v":36,"d":"36.00 Kč"},{"v":0,"d":"0.00 Kč"}]
[null,null,"AQ-A5TR5-W.","STEM BRANCH TEE - 3/8\" - 3/8\" TUBE O.D. 3/8\" STEM - QC","TEE",null,10,null,0.00032,null,{"v":48,"d":"48.00 Kč"},{"v":0,"d":"0.00 Kč"},0,{"v":48,"d":"48.00 Kč"},{"v":0,"d":"0.00 Kč"}]
[null,null,"AQ-A4SRT4-W.","STEM RUN TEE - 1/4\" - 1/4\" TUBE O.D. 1/4\" STEM - QC","TEE",null,10,null,0.00032,null,{"v":36,"d":"36.00 Kč"},{"v":0,"d":"0.00 Kč"},0,{"v":36,"d":"36.00 Kč"},{"v":0,"d":"0.00 Kč"}]
[null,null,"AQ-A5SRT5-W.","STEM RUN TEE - 3/8\" - 3/8\" TUBE O.D. 3/8\" STEM - QC","TEE",null,10,null,0.00032,null,{"v":54,"d":"54.00 Kč"},{"v":0,"d":"0.00 Kč"},0,{"v":54,"d":"54.00 Kč"},{"v":0,"d":"0.00 Kč"}]
[null,null,"AQ-A4TWD4-W.","TWO WAY DIVIDER - 1/4\" - 1/4\" - 1/4\" TUBE O.D. - QC","TEE",null,10,null,0.00032,null,{"v":36,"d":"36.00 Kč"},{"v":0,"d":"0.00 Kč"},0,{"v":36,"d":"36.00 Kč"},{"v":0,"d":"0.00 Kč"}]
[null,null,"AQ-A5TWD5-W.","TWO WAY DIVIDER - 3/8\" - 3/8\" - 3/8\" TUBE O.D. - QC","TEE",null,10,null,0.00032,null,{"v":66,"d":"66.00 Kč"},{"v":0,"d":"0.00 Kč"},0,{"v":66,"d":"66.00 Kč"},{"v":0,"d":"0.00 Kč"}]
[null,null,"AQ-A4W.","COLLET 1/4\" - WHITE","COLLET",null,10,null,0.00032,null,{"v":12,"d":"12.00 Kč"},{"v":0,"d":"0.00 Kč"},0,{"v":12,"d":"12.00 Kč"},{"v":0,"d":"0.00 Kč"}]
[null,null,"AQ-A5W.","COLLET 3/8\" - WHITE","COLLET",null,10,null,0.00032,null,{"v":18,"d":"18.00 Kč"},{"v":0,"d":"0.00 Kč"},0,{"v":18,"d":"18.00 Kč"},{"v":0,"d":"0.00 Kč"}]
[null,null,"AJ-1044.","MALE CONNECTOR 1/4\" TUBE O.D. 1/4\" NPT - JACO","CONNECTOR",null,10,null,0.00032,null,{"v":12,"d":"12.00 Kč"},{"v":0,"d":"0.00 Kč"},0,{"v":12,"d":"12.00 Kč"},{"v":0,"d":"0.00 Kč"}]
[null,null,"AJ-1046.","MALE CONNECTOR - 1/4\" TUBE O.D. 3/8\" NPT - JACO","CONNECTOR",null,10,null,0.00032,null,{"v":24,"d":"24.00 Kč"},{"v":0,"d":"0.00 Kč"},0,{"v":24,"d":"24.00 Kč"},{"v":0,"d":"0.00 Kč"}]
[null,null,"AJ-1064.","MALE CONNECTOR - 3/8\" TUBE O.D. 1/4\" NPT - JACO","CONNECTOR",null,10,null,0.00032,null,{"v":18,"d":"18.00 Kč"},{"v":0,"d":"0.00 Kč"},0,{"v":18,"d":"18.00 Kč"},{"v":0,"d":"0.00 Kč"}]
[null,null,"AJ-1066.","MALE CONNECTOR - 3/8\" TUBE O.D. 3/8\" NPT - JACO","CONNECTOR",null,10,null,0.00032,null,{"v":24,"d":"24.00 Kč"},{"$f":"$K584*$J584","v":{"v":0,"d":"0.00 Kč"}},{"$f":"$M$3","v":0},{"$f":"$K584-($K584/100*$M584)","v":{"v":24,"d":"24.00 Kč"}},{"v":0,"d":"0.00 Kč"}]
[null,null,"AJ-4042.","MALE ELBOW - 1/4\" TUBE O.D. 1/8\" NPT - JACO","ELBOW",null,10,null,0.00032,null,{"v":18,"d":"18.00 Kč"},{"v":0,"d":"0.00 Kč"},0,{"v":18,"d":"18.00 Kč"},{"$f":"L585-(L585/100*M585)","v":{"v":0,"d":"0.00 Kč"}}]
[null,null,"AJ-4046.","MALE ELBOW - 1/4\" TUBE O.D. 3/8\" NPT - JACO","ELBOW",null,10,null,0.00032,null,{"v":18,"d":"18.00 Kč"},{"v":0,"d":"0.00 Kč"},0,{"v":18,"d":"18.00 Kč"},{"v":0,"d":"0.00 Kč"}]
[null,null,"AJ-4544.","FEMALE ELBOW - 1/4\" TUBE O.D. 1/4\" NPTF - JACO","ELBOW",null,10,null,0.00032,null,{"v":24,"d":"24.00 Kč"},{"v":0,"d":"0.00 Kč"},0,{"v":24,"d":"24.00 Kč"},{"v":0,"d":"0.00 Kč"}]
[null,null,"AJ-1544.","UNION CONNECTOR - 1/4\" - 1/4\" TUBE O.D. - JACO","UNION",null,10,null,0.00032,null,{"v":18,"d":"18.00 Kč"},{"v":0,"d":"0.00 Kč"},0,{"v":18,"d":"18.00 Kč"},{"v":0,"d":"0.00 Kč"}]
[null,null,"AJ-1564.","REDUCING UNION - 3/8\" - 1/4\" TUBE O.D. - JACO","UNION",null,10,null,0.00032,null,{"v":24,"d":"24.00 Kč"},{"v":0,"d":"0.00 Kč"},0,{"v":24,"d":"24.00 Kč"},{"v":0,"d":"0.00 Kč"}]
[null,null,"AJ-2044.","BULKHEAD UNION - 1/4\" - 1/4\" TUBE O.D. - JACO","UNION",null,10,null,0.00032,null,{"v":24,"d":"24.00 Kč"},{"v":0,"d":"0.00 Kč"},0,{"v":24,"d":"24.00 Kč"},{"v":0,"d":"0.00 Kč"}]
[null,null,"AJ-2066.","BULKHEAD UNION - 3,8\" - 3/8\" TUBE O.D. - JACO","UNION",null,10,null,0.00032,null,{"v":30,"d":"30.00 Kč"},{"v":0,"d":"0.00 Kč"},0,{"v":30,"d":"30.00 Kč"},{"v":0,"d":"0.00 Kč"}]
[null,null,"AJ-2542.","FEMALE CONNECTOR - 1/4\" TUBE O.D. 1/8\" NPTF - JACO","CONNECTOR",null,10,null,0.00032,null,{"v":18,"d":"18.00 Kč"},{"v":0,"d":"0.00 Kč"},0,{"v":18,"d":"18.00 Kč"},{"v":0,"d":"0.00 Kč"}]
[null,null,"AJ-2544.","FEMALE CONNECTOR - 1/4\" TUBE O.D. 1/4\" NPTF - JACO","CONNECTOR",null,10,null,0.00032,null,{"v":18,"d":"18.00 Kč"},{"v":0,"d":"0.00 Kč"},0,{"v":18,"d":"18.00 Kč"},{"v":0,"d":"0.00 Kč"}]
[null,null,"AJ-6044.","MALE BRANCH TEE - 1/4\" - 1/4\" TUBE O.D. 1/4\" NPT - JACO","TEE",null,10,null,0.00032,null,{"v":42,"d":"42.00 Kč"},{"v":0,"d":"0.00 Kč"},0,{"v":42,"d":"42.00 Kč"},{"v":0,"d":"0.00 Kč"}]
[null,null,"AJ-6068.","MALE BRANCH TEE - 3/8\" - 3/8\" TUBE O.D. 1/2\" NPT - JACO","TEE",null,10,null,0.00032,null,{"v":42,"d":"42.00 Kč"},{"v":0,"d":"0.00 Kč"},0,{"v":42,"d":"42.00 Kč"},{"v":0,"d":"0.00 Kč"}]
[null,null,"AJ-7044.","UNION TEES - 1/4\" - 1/4\" - 1/4\" TUBE O.D. - JACO","TEE",null,10,null,0.00032,null,{"v":24,"d":"24.00 Kč"},{"v":0,"d":"0.00 Kč"},0,{"v":24,"d":"24.00 Kč"},{"v":0,"d":"0.00 Kč"}]
[null,null,"AJ-7066.","UNION TEES - 3/8\" - 3/8\" - 3/8\" TUBE O.D. - JACO","TEE",null,10,null,0.00032,null,{"v":42,"d":"42.00 Kč"},{"v":0,"d":"0.00 Kč"},0,{"v":42,"d":"42.00 Kč"},{"v":0,"d":"0.00 Kč"}]
[null,null,"AJ-7568.","MALE RUN TEE - 3/8\" - 3/8\" TUBE O.D. 1/2\" NPT - JACO","TEE",null,10,null,0.00032,null,{"v":42,"d":"42.00 Kč"},{"v":0,"d":"0.00 Kč"},0,{"v":42,"d":"42.00 Kč"},{"v":0,"d":"0.00 Kč"}]
[null,null,"AJ-0104.","COMPRESSION NUT - 1/4\" TUBE O.D. - JACO","NUT",null,10,null,0.00032,null,{"v":6,"d":"6.00 Kč"},{"v":0,"d":"0.00 Kč"},0,{"v":6,"d":"6.00 Kč"},{"v":0,"d":"0.00 Kč"}]
[null,null,"AJ-0308.","COMPRESSION NUT -3/8\" TUBE O.D. - JACO","NUT",null,10,null,0.00032,null,{"v":12,"d":"12.00 Kč"},{"v":0,"d":"0.00 Kč"},0,{"v":12,"d":"12.00 Kč"},{"v":0,"d":"0.00 Kč"}]
[null,null,"AQF-PC0303.","MALE CONNECTOR - 3/8\" TUBE O.D. 3/8\" NPT -QUICK","CONNECTOR",null,10,null,0.00032,null,{"v":30,"d":"30.00 Kč"},{"v":0,"d":"0.00 Kč"},0,{"v":30,"d":"30.00 Kč"},{"v":0,"d":"0.00 Kč"}]
[null,null,"AQF-PC0204.","MALE CONNECTOR -1/4\" TUBE O.D. 1/2\" NPT -QUICK","CONNECTOR",null,10,null,0.00032,null,{"v":24,"d":"24.00 Kč"},{"v":0,"d":"0.00 Kč"},0,{"v":24,"d":"24.00 Kč"},{"v":0,"d":"0.00 Kč"}]
[null,null,"AQF-PC0304.","MALE CONNECTOR - 3/8\" TUBE O.D. 1/2\" NPT - QUICK","CONNECTOR",null,10,null,0.00032,null,{"v":36,"d":"36.00 Kč"},{"v":0,"d":"0.00 Kč"},0,{"v":36,"d":"36.00 Kč"},{"v":0,"d":"0.00 Kč"}]
[null,null,"AQF-PC0302.","MALE CONNECTOR - 3/8\" TUBE O.D. 1/4\" NPT -QUICK","CONNECTOR",null,10,null,0.00032,null,{"v":30,"d":"30.00 Kč"},{"v":0,"d":"0.00 Kč"},0,{"v":30,"d":"30.00 Kč"},{"v":0,"d":"0.00 Kč"}]
[null,null,"AQF-PC0203.","MALE CONNECTOR -1/4\" TUBE O.D. 3/8\" NPT -QUICK","CONNECTOR",null,10,null,0.00032,null,{"v":18,"d":"18.00 Kč"},{"v":0,"d":"0.00 Kč"},0,{"v":18,"d":"18.00 Kč"},{"v":0,"d":"0.00 Kč"}]
[null,null,"AQF-PC0201.","MALE CONNECTOR - 1/4\" TUBE O.D. 1/8\" NPT - QUICK","CONNECTOR",null,10,null,0.00032,null,{"v":12,"d":"12.00 Kč"},{"v":0,"d":"0.00 Kč"},0,{"v":12,"d":"12.00 Kč"},{"v":0,"d":"0.00 Kč"}]
[null,null,"AQF-PC0202.","MALE CONNECTOR - 1/4\" TUBE O.D. 1/4\" NPT - QUICK","CONNECTOR",null,10,null,0.00032,null,{"v":12,"d":"12.00 Kč"},{"v":0,"d":"0.00 Kč"},0,{"v":12,"d":"12.00 Kč"},{"v":0,"d":"0.00 Kč"}]
[null,null,"AQF-PL0204.","MALE ELBOW - 1/4\" TUBE O.D. 1/2\" NPT - QUICK","ELBOW",null,10,null,0.00032,null,{"v":24,"d":"24.00 Kč"},{"v":0,"d":"0.00 Kč"},0,{"v":24,"d":"24.00 Kč"},{"v":0,"d":"0.00 Kč"}]
[null,null,"AQF-PL0203.","MALE ELBOW - 1/4\" TUBE O.D. 3/8\" NPT - QUICK","ELBOW",null,10,null,0.00032,null,{"v":18,"d":"18.00 Kč"},{"v":0,"d":"0.00 Kč"},0,{"v":18,"d":"18.00 Kč"},{"v":0,"d":"0.00 Kč"}]
[null,null,"AQF-PL0303.","MALE ELBOW - 3/8\" TUBE O.D. 3/8\" NPT - QUICK","ELBOW",null,10,null,0.00032,null,{"v":30,"d":"30.00 Kč"},{"v":0,"d":"0.00 Kč"},0,{"v":30,"d":"30.00 Kč"},{"v":0,"d":"0.00 Kč"}]
[null,null,"AQF-PL0304.","MALE ELBOW - 3/8\" TUBE O.D. 1/2\" NPT - QUICK","ELBOW",null,10,null,0.00032,null,{"v":36,"d":"36.00 Kč"},{"v":0,"d":"0.00 Kč"},0,{"v":36,"d":"36.00 Kč"},{"v":0,"d":"0.00 Kč"}]
[null,null,"AQF-PL0201.","MALE ELBOW - 1/4\" TUBE O.D. 1/8\" NPT - QUICK","ELBOW",null,10,null,0.00032,null,{"v":12,"d":"12.00 Kč"},{"v":0,"d":"0.00 Kč"},0,{"v":12,"d":"12.00 Kč"},{"v":0,"d":"0.00 Kč"}]
[null,null,"AQF-PL0202.","MALE ELBOW - 1/4\" TUBE O.D. 1/4\" NPT - QUICK","ELBOW",null,10,null,0.00032,null,{"v":12,"d":"12.00 Kč"},{"v":0,"d":"0.00 Kč"},0,{"v":12,"d":"12.00 Kč"},{"v":0,"d":"0.00 Kč"}]
[null,null,"AQF-PL0302.","MALE ELBOW - 3/8\" TUBE O.D. - 1/4\" NPT - QUICK","ELBOW",null,10,null,0.00032,null,{"v":30,"d":"30.00 Kč"},{"v":0,"d":"0.00 Kč"},0,{"v":30,"d":"30.00 Kč"},{"v":0,"d":"0.00 Kč"}]
[null,null,"AQF-PV0303.","UNION & REDUCING ELBOW - 3/8\" - 3/8\" TUBE O.D. - QUICK","ELBOW",null,10,null,0.00032,null,{"v":30,"d":"30.00 Kč"},{"v":0,"d":"0.00 Kč"},0,{"v":30,"d":"30.00 Kč"},{"v":0,"d":"0.00 Kč"}]
[null,null,"AQF-PV0203.","UNION & REDUCING ELBOW - 1/4\" - 3/8\" TUBE O.D. - QUICK","ELBOW",null,10,null,0.00032,null,{"v":30,"d":"30.00 Kč"},{"v":0,"d":"0.00 Kč"},0,{"v":30,"d":"30.00 Kč"},{"v":0,"d":"0.00 Kč"}]
[null,null,"AQF-PV0202.","UNION & REDUCING ELBOW - 1/4\" - 1/4\" TUBE O.D. - QUICK","ELBOW",null,10,null,0.00032,null,{"v":24,"d":"24.00 Kč"},{"v":0,"d":"0.00 Kč"},0,{"v":24,"d":"24.00 Kč"},{"v":0,"d":"0.00 Kč"}]
[null,null,"AQF-PU0303.","UNION CONNECTOR - 3/8\"-3/8\" TUBE O.D. - QUICK","UNION",null,10,null,0.00032,null,{"v":30,"d":"30.00 Kč"},{"v":0,"d":"0.00 Kč"},0,{"v":30,"d":"30.00 Kč"},{"v":0,"d":"0.00 Kč"}]
[null,null,"AQF-PU0203.","UNION CONNECTOR - 1/4\"-3/8\" TUBE O.D. - QUICK","UNION",null,10,null,0.00032,null,{"v":30,"d":"30.00 Kč"},{"v":0,"d":"0.00 Kč"},0,{"v":30,"d":"30.00 Kč"},{"v":0,"d":"0.00 Kč"}]
[null,null,"AQF-PU0202.","UNION CONNECTOR - 1/4\"-1/4\" TUBE O.D. - QUICK","UNION",null,10,null,0.00032,null,{"v":24,"d":"24.00 Kč"},{"v":0,"d":"0.00 Kč"},0,{"v":24,"d":"24.00 Kč"},{"v":0,"d":"0.00 Kč"}]
[null,null,"AQF-PLT0202.","STEM ELBOW - 1/4\" TUBE O.D.1/4\" STEM - QUICK","ELBOW",null,10,null,0.00032,null,{"v":12,"d":"12.00 Kč"},{"v":0,"d":"0.00 Kč"},0,{"v":12,"d":"12.00 Kč"},{"v":0,"d":"0.00 Kč"}]
[null,null,"AQF-PLT0303.","STEM ELBOW - 3/8\" TUBE O.D. 3/8\" STEM - QUICK","ELBOW",null,10,null,0.00032,null,{"v":30,"d":"30.00 Kč"},{"v":0,"d":"0.00 Kč"},0,{"v":30,"d":"30.00 Kč"},{"v":0,"d":"0.00 Kč"}]
[null,null,"AQF-PLT0302.","STEM ELBOW - 3/8\" TUBE O.D. 1/4\" STEM - QUICK","ELBOW",null,10,null,0.00032,null,{"v":30,"d":"30.00 Kč"},{"v":0,"d":"0.00 Kč"},0,{"v":30,"d":"30.00 Kč"},{"v":0,"d":"0.00 Kč"}]
[null,null,"AQF-PLT0203.","STEM ELBOW - 1/4\" TUBE O.D. 3/8\" STEM - QUICK","ELBOW",null,10,null,0.00032,null,{"v":24,"d":"24.00 Kč"},{"v":0,"d":"0.00 Kč"},0,{"v":24,"d":"24.00 Kč"},{"v":0,"d":"0.00 Kč"}]
[null,null,"AQF-PLT0202-L.","LONG STEM ELBOW - 1/4\" TUBE O.D. 1/4\" STEM - QUICK","ELBOW",null,10,null,0.00032,null,{"v":18,"d":"18.00 Kč"},{"v":0,"d":"0.00 Kč"},0,{"v":18,"d":"18.00 Kč"},{"v":0,"d":"0.00 Kč"}]
[null,null,"AQF-PM0303.","BULKHEAD UNION - 3/8\" - 3/8\" TUBE O.D. - QUICK","UNION",null,10,null,0.00032,null,{"v":54,"d":"54.00 Kč"},{"v":0,"d":"0.00 Kč"},0,{"v":54,"d":"54.00 Kč"},{"v":0,"d":"0.00 Kč"}]
[null,null,"AQF-PM0202.","BULKHEAD UNION - 1/4\" - 1/4\" TUBE O.D. - QUICK","UNION",null,10,null,0.00032,null,{"v":42,"d":"42.00 Kč"},{"v":0,"d":"0.00 Kč"},0,{"v":42,"d":"42.00 Kč"},{"v":0,"d":"0.00 Kč"}]
[null,null,"AQF-PCF0304.","ADAPTER 3/8'' QC X 1/2'' BSP FIP - QUICK","ADAPTOR",null,10,null,0.00032,null,{"v":42,"d":"42.00 Kč"},{"v":0,"d":"0.00 Kč"},0,{"v":42,"d":"42.00 Kč"},{"v":0,"d":"0.00 Kč"}]
[null,null,"AQF-PCF0303.","ADAPTER 3/8'' QC X 3/8'' BSP FIP - QUICK","ADAPTOR",null,10,null,0.00032,null,{"v":36,"d":"36.00 Kč"},{"v":0,"d":"0.00 Kč"},0,{"v":36,"d":"36.00 Kč"},{"v":0,"d":"0.00 Kč"}]
[null,null,"AQF-PCF0202.","ADAPTER 1/4'' QC X 1/4'' BSP FIP - QUICK","ADAPTOR",null,10,null,0.00032,null,{"v":18,"d":"18.00 Kč"},{"v":0,"d":"0.00 Kč"},0,{"v":18,"d":"18.00 Kč"},{"v":0,"d":"0.00 Kč"}]
[null,null,"AQF-PCF0204.","ADAPTER 1/4'' QC X 1/2'' BSP FIP - QUICK","ADAPTOR",null,10,null,0.00032,null,{"v":24,"d":"24.00 Kč"},{"v":0,"d":"0.00 Kč"},0,{"v":24,"d":"24.00 Kč"},{"v":0,"d":"0.00 Kč"}]
[null,null,"AQF-PY030303.","TWO WAY DIVIDER - 3/8\" - 3/8\" - 3/8\" TUBE O.D. - QUICK","TEE",null,10,null,0.00032,null,{"v":42,"d":"42.00 Kč"},{"v":0,"d":"0.00 Kč"},0,{"v":42,"d":"42.00 Kč"},{"v":0,"d":"0.00 Kč"}]
[null,null,"AQF-PY020202.","TWO WAY DIVIDER - 1/4\" - 1/4\" - 1/4\" TUBE O.D. - QUICK","TEE",null,10,null,0.00032,null,{"v":30,"d":"30.00 Kč"},{"v":0,"d":"0.00 Kč"},0,{"v":30,"d":"30.00 Kč"},{"v":0,"d":"0.00 Kč"}]
[null,null,"AQF-PD020202.","MALE RUN TEE - 1/4\" TUBE X 1/4\" TUBE O.D. X 1/4\" NPT","TEE",null,10,null,0.00032,null,{"v":30,"d":"30.00 Kč"},{"v":0,"d":"0.00 Kč"},0,{"v":30,"d":"30.00 Kč"},{"v":0,"d":"0.00 Kč"}]
[null,null,"AQF-PE030203.","UNION TEE - 3/8\" - 1/4\" - 3/8\" TUBE O.D. - QUICK","TEE",null,10,null,0.00032,null,{"v":42,"d":"42.00 Kč"},{"v":0,"d":"0.00 Kč"},0,{"v":42,"d":"42.00 Kč"},{"v":0,"d":"0.00 Kč"}]
[null,null,"AQF-PE020302.","UNION TEE - 1/4\" - 3/8\" - 1/4\" TUBE O.D. - QUICK","TEE",null,10,null,0.00032,null,{"v":42,"d":"42.00 Kč"},{"v":0,"d":"0.00 Kč"},0,{"v":42,"d":"42.00 Kč"},{"v":0,"d":"0.00 Kč"}]
[null,null,"AQF-PE020203.","UNION TEE - 1/4\" - 1/4\" - 3/8\" TUBE O.D. - QUICK","TEE",null,10,null,0.00032,null,{"v":42,"d":"42.00 Kč"},{"v":0,"d":"0.00 Kč"},0,{"v":42,"d":"42.00 Kč"},{"v":0,"d":"0.00 Kč"}]
[null,null,"AQF-PE030303.","UNION TEE - 3/8\" - 3/8\" - 3/8\" TUBE O.D. - QUICK","TEE",null,10,null,0.00032,null,{"v":48,"d":"48.00 Kč"},{"v":0,"d":"0.00 Kč"},0,{"v":48,"d":"48.00 Kč"},{"v":0,"d":"0.00 Kč"}]
[null,null,"AQF-PE020202.","UNION TEE - 1/4\" - 1/4\" - 1/4\" TUBE O.D. - QUICK","TEE",null,10,null,0.00032,null,{"v":30,"d":"30.00 Kč"},{"v":0,"d":"0.00 Kč"},0,{"v":30,"d":"30.00 Kč"},{"v":0,"d":"0.00 Kč"}]
[null,null,"AQF-PE020303.","UNION TEE - 1/4\" - 3/8\" - 3/8\" TUBE O.D. - QUICK","TEE",null,10,null,0.00032,null,{"v":42,"d":"42.00 Kč"},{"v":0,"d":"0.00 Kč"},0,{"v":42,"d":"42.00 Kč"},{"v":0,"d":"0.00 Kč"}]
[null,null,"AQF-PB030303.","MALE BRANCH TEE - 3/8\" TUBE X 3/8\" NPT X 1/4\" TUBE","TEE",null,10,null,0.00032,null,{"v":42,"d":"42.00 Kč"},{"v":0,"d":"0.00 Kč"},0,{"v":42,"d":"42.00 Kč"},{"v":0,"d":"0.00 Kč"}]
[null,null,"AQF-PB020203.","MALE BRANCH TEE - 1/4\" TUBE X 3/8\" NPT X 1/4 TUBE","TEE",null,10,null,0.00032,null,{"v":42,"d":"42.00 Kč"},{"v":0,"d":"0.00 Kč"},0,{"v":42,"d":"42.00 Kč"},{"v":0,"d":"0.00 Kč"}]
[null,null,"AQF-PB020202.","MALE BRANCH TEE - 1/4\" TUBE X 1/4\" NPT X 1/4\" TUBE","TEE",null,10,null,0.00032,null,{"v":24,"d":"24.00 Kč"},{"v":0,"d":"0.00 Kč"},0,{"v":24,"d":"24.00 Kč"},{"v":0,"d":"0.00 Kč"}]
[null,null,"AQF-PBT020202.","STEM BRANCH TEE - 1/4\" TUBE X 1/4\" STEM X 1/4\" TUBE","TEE",null,10,null,0.00032,null,{"v":30,"d":"30.00 Kč"},{"v":0,"d":"0.00 Kč"},0,{"v":30,"d":"30.00 Kč"},{"v":0,"d":"0.00 Kč"}]
[null,null,"AQF-PDT020202.","STEM RUN TEE - 1/4\" TUBE X 1/4\" TUBE X 1/4\" STEM - QUICK","TEE",null,10,null,0.00032,null,{"v":30,"d":"30.00 Kč"},{"v":0,"d":"0.00 Kč"},0,{"v":30,"d":"30.00 Kč"},{"v":0,"d":"0.00 Kč"}]
[null,null,"AQF-ZXT-02.","SEDIMENT FILTER - SUNCTION HEAD FOR 1/4\" TUBE","SUNCTION HEAD",null,5,null,0.00082,null,{"v":66,"d":"66.00 Kč"},{"v":0,"d":"0.00 Kč"},0,{"v":66,"d":"66.00 Kč"},{"v":0,"d":"0.00 Kč"}]
[null,null,"AQF-ZXT-03.","SEDIMENT FILTER - SUNCTION HEAD FOR 3/8\" TUBE","SUNCTION HEAD",null,5,null,0.00082,null,{"v":72,"d":"72.00 Kč"},{"v":0,"d":"0.00 Kč"},0,{"v":72,"d":"72.00 Kč"},{"v":0,"d":"0.00 Kč"}]
[null,null,"AQ-A4LC-BL.","QC LOCKING CLIP 1/4\" - BLUE","CLIP",null,100,null,1.5999999999999999E-4,null,{"v":6,"d":"6.00 Kč"},{"$f":"$K648*$J648","v":{"v":0,"d":"0.00 Kč"}},{"$f":"$M$3","v":0},{"$f":"$K648-($K648/100*$M648)","v":{"v":6,"d":"6.00 Kč"}},{"v":0,"d":"0.00 Kč"}]
[null,null,"AQ-A5LC-BL.","QC LOCKING CLIP 3/8\" - BLUE","CLIP",null,100,null,1.5999999999999999E-4,null,{"v":6,"d":"6.00 Kč"},{"v":0,"d":"0.00 Kč"},0,{"v":6,"d":"6.00 Kč"},{"$f":"L649-(L649/100*M649)","v":{"v":0,"d":"0.00 Kč"}}]
[null,null,"AQ-PL2-B.","BLUE PLUG 1/4'' - QC","PLUG",null,20,null,1.5999999999999999E-4,null,{"v":6,"d":"6.00 Kč"},{"v":0,"d":"0.00 Kč"},0,{"v":6,"d":"6.00 Kč"},{"v":0,"d":"0.00 Kč"}]
[null,null,"AQ-PL2-G.","GREEN PLUG 1/4'' - QC","PLUG",null,20,null,1.5999999999999999E-4,null,{"v":6,"d":"6.00 Kč"},{"v":0,"d":"0.00 Kč"},0,{"v":6,"d":"6.00 Kč"},{"v":0,"d":"0.00 Kč"}]
[null,null,"AQ-PL2-R.","RED PLUG 1/4'' - QC","PLUG",null,20,null,1.5999999999999999E-4,null,{"v":6,"d":"6.00 Kč"},{"v":0,"d":"0.00 Kč"},0,{"v":6,"d":"6.00 Kč"},{"v":0,"d":"0.00 Kč"}]
[null,null,"AQ-PL2-Y.","YELLOW PLUG 1/4'' - QC","PLUG",null,20,null,1.5999999999999999E-4,null,{"v":6,"d":"6.00 Kč"},{"v":0,"d":"0.00 Kč"},0,{"v":6,"d":"6.00 Kč"},{"v":0,"d":"0.00 Kč"}]
[null,null,"AQ-PL2-W.","WHITE PLUG 1/4'' - QC","PLUG",null,20,null,1.5999999999999999E-4,null,{"v":6,"d":"6.00 Kč"},{"v":0,"d":"0.00 Kč"},0,{"v":6,"d":"6.00 Kč"},{"v":0,"d":"0.00 Kč"}]
[null,null,"A4AP4-W.","JG 1/4\" STEM PLUG - WHITE","PLUG",null,20,null,1.5999999999999999E-4,null,{"v":18,"d":"18.00 Kč"},{"v":0,"d":"0.00 Kč"},0,{"v":18,"d":"18.00 Kč"},{"v":0,"d":"0.00 Kč"}]
[null,null,"AQF-PZ02.","1/4\" QC PLUG","PLUG",null,20,null,1.5999999999999999E-4,null,{"v":6,"d":"6.00 Kč"},{"v":0,"d":"0.00 Kč"},0,{"v":6,"d":"6.00 Kč"},{"v":0,"d":"0.00 Kč"}]
[null,null,"AQF-PZ03.","3/8\" QC PLUG","PLUG",null,20,null,1.5999999999999999E-4,null,{"v":6,"d":"6.00 Kč"},{"v":0,"d":"0.00 Kč"},0,{"v":6,"d":"6.00 Kč"},{"v":0,"d":"0.00 Kč"}]
[null,null,"AQCWW-W.","WRENCH FOR QC CONNECTOR","WRENCH",null,10,null,3.4999999999999994E-4,null,{"v":24,"d":"24.00 Kč"},{"v":0,"d":"0.00 Kč"},0,{"v":24,"d":"24.00 Kč"},{"v":0,"d":"0.00 Kč"}]
[null,null,"TAS0004.","TEFLON TAPE 10M X 12MM X 0.075MM - 0.4 G/CM3 - LOGO AQUA FILTER","TEFLON TAPE",null,10,null,6.3999999999999994E-4,null,{"v":24,"d":"24.00 Kč"},{"v":0,"d":"0.00 Kč"},0,{"v":24,"d":"24.00 Kč"},{"v":0,"d":"0.00 Kč"}]
["PŘÍSLUŠENSTVÍ - Tlakoměry a prodloužení tlakoměru",{"$nulls":4}," "]
[null,null,"KCGA-1.","PRESSURE GAUGE 0-10BAR RANGE, THREAD SIZE 1/4'' NPT, DIAL DIAMETER 63 MM - LOGO AQUAFILTER","GAUGE",null,1,null,0.00042,null,{"v":210,"d":"210.00 Kč"},{"v":0,"d":"0.00 Kč"},0,{"v":210,"d":"210.00 Kč"},{"v":0,"d":"0.00 Kč"}]
[null,null,"KCGA-1-E2-AQ.","NICKEL PLEATED EXTENSION FIP 1/4\" NPT X MIP 1/8\" BSP WITH O-RINGS: 2 X OR-N-110X255.","GAUGE",null,1,null,3e-05,null,{"v":144,"d":"144.00 Kč"},{"v":0,"d":"0.00 Kč"},0,{"v":144,"d":"144.00 Kč"},{"v":0,"d":"0.00 Kč"}]
["PŘÍSLUŠENSTVÍ - Testery a vlákno UV lampy",{"$nulls":4}," "]
[null,null,"FXT-3-AQ.","WATER TEST 10 PARAMETERS - 2 PCS","WATER TEST",null,40,null,0.00946668,null,{"v":138,"d":"138.00 Kč"},{"v":0,"d":"0.00 Kč"},0,{"v":138,"d":"138.00 Kč"},{"v":0,"d":"0.00 Kč"}]
[null,null,"P4-GT.","UV LAMP FILAMENT (PHILLIPS?) FOR LAMP HOUSING FUV-P4W","UV FILAMENT",null,1,null,0.00075,null,{"v":744,"d":"744.00 Kč"},{"v":0,"d":"0.00 Kč"},0,{"v":744,"d":"744.00 Kč"},{"v":0,"d":"0.00 Kč"}]
["PŘÍSLUŠENSTVÍ - Šrouby, šrouby, matice pro montáž filtrů",{"$nulls":4}," "]
[null,null,"QSX-SN-L16-D42.","SCREW WITH HEAD X, NICKEL STEEL FOR FILTER HOUSING, L:16 MM, D:4.2MM, FOR H10B, H10L, H10C FILTER HOUSINGS SERIES","SCREW",null,100,null,5e-05,null,{"v":6,"d":"6.00 Kč"},{"v":0,"d":"0.00 Kč"},0,{"v":6,"d":"6.00 Kč"},{"v":0,"d":"0.00 Kč"}]
[null,null,"QSX-SN-L16-D48.","SCREW WITH HEAD X, NICKEL STEEL FOR FILTER HOUSING, L:16 MM, D:4.8MM FOR H10G, FHHOT-1, F10NN2PC, F10NN2PC-V FILTER HOUSINGS SERIES","SCREW",null,100,null,5e-05,null,{"v":6,"d":"6.00 Kč"},{"v":0,"d":"0.00 Kč"},0,{"v":6,"d":"6.00 Kč"},{"v":0,"d":"0.00 Kč"}]
[null,null,"QSX-SN-L20-D48.","SCREW WITH HEAD X, NICKEL STEEL FOR FILTER HOUSING, L:20 MM, D:4.8MM FOR H10K, H10A SERIES (*USING FXBR3-B, FXBR7-B MOUNTING BRACKET)","SCREW",null,100,null,5e-05,null,{"v":6,"d":"6.00 Kč"},{"v":0,"d":"0.00 Kč"},0,{"v":6,"d":"6.00 Kč"},{"v":0,"d":"0.00 Kč"}]
[null,null,"QS6-SN-L35-D80.","SCREW WITH HEAD 6, NICKEL STEEL FOR FILTER HOUSING, L:35MM, D:8.0MM, FOR HB1B, HB1D, HB2B, HB2D SERIES.","SCREW",null,100,null,2.4000000000000003E-4,null,{"v":12,"d":"12.00 Kč"},{"v":0,"d":"0.00 Kč"},0,{"v":12,"d":"12.00 Kč"},{"v":0,"d":"0.00 Kč"}]
[null,null,"AQF-PRV-5-SCREW.","PRESSURE RELIEF VALVE-COMPONENTS - SCREW S 7.85, D 4.0 MM, L 7.4 MM, K 3.0 MM, FOR H10B, H10L, H10G, H05A FILTER HOUSINGS SERIES","SCREW",null,5,null,8e-06,null,{"v":6,"d":"6.00 Kč"},{"v":0,"d":"0.00 Kč"},0,{"v":6,"d":"6.00 Kč"},{"v":0,"d":"0.00 Kč"}]
[null,null,"AQF-PRV-3-SCREW.","PRESSURE RELIEF VALVE-COMPONENTS - SCREW OD 13 MM MIP H11MM BSP FOR, H10C, HB1B, HB1D, HB1C, HB2B, HB2D, HB2C) FILTER HOUSINGS SERIES.","SCREW",null,5,null,8e-06,null,{"v":12,"d":"12.00 Kč"},{"v":0,"d":"0.00 Kč"},0,{"v":12,"d":"12.00 Kč"},{"v":0,"d":"0.00 Kč"}]
["PŘÍSLUŠENSTVÍ - O-kroužky",{"$nulls":4}," "]
[null,null,"OR-N-880X40.","O-RING NBR 70 SHR OD 88 X 4.0MM NSF61 UPPER FOR FILTER HOUSING HEAD TYPE: H10A, H10B, H10C, H10D, H10K, H105","O-RING",null,10,null,3.0000000000000003E-4,null,{"v":24,"d":"24.00 Kč"},{"v":0,"d":"0.00 Kč"},0,{"v":24,"d":"24.00 Kč"},{"v":0,"d":"0.00 Kč"}]
[null,null,"OR-N-900X35.","O-RING NBR 70 SHR OD 90 X 3.5MM NSF61 BOTTOM FOR FILTER HOUSING SUMP TYPE: H10A, H10B, H10C, H10D, H10K, H105","O-RING",null,10,null,3.0000000000000003E-4,null,{"v":24,"d":"24.00 Kč"},{"v":0,"d":"0.00 Kč"},0,{"v":24,"d":"24.00 Kč"},{"v":0,"d":"0.00 Kč"}]
[null,null,"OR-3-D.","SET OF O-RINGS FOR FP3 (FOR HOUSINGS EG14-5) TYPE: H10A, H10B, H10C, H10D, H10K, H105","O-RING",null,50,null,0.0052,null,{"v":60,"d":"60.00 Kč"},{"v":0,"d":"0.00 Kč"},0,{"v":60,"d":"60.00 Kč"},{"v":0,"d":"0.00 Kč"}]
[null,null,"OR-N-915X40.","O-RING NBR 70 SHR OD 91.5 X 4.0 MM FOR FILTER HOUSING TYPE: H10I","O-RING",null,10,null,3.0000000000000003E-4,null,{"v":24,"d":"24.00 Kč"},{"v":0,"d":"0.00 Kč"},0,{"v":24,"d":"24.00 Kč"},{"v":0,"d":"0.00 Kč"}]
[null,null,"OR-N-925X40.","O-RING NBR 70 SHR OD 92.5 X 4.0 MM FOR RO MEMBRANE HOUSING YT-3 TYPE: HM35","O-RING",null,10,null,3.0000000000000003E-4,null,{"v":30,"d":"30.00 Kč"},{"v":0,"d":"0.00 Kč"},0,{"v":30,"d":"30.00 Kč"},{"v":0,"d":"0.00 Kč"}]
[null,null,"OR-N-110X255.","O-RING NBR 70 SHR OD 11 X 2.55+-0.05 MM, FOR QC CARTRIDGE AND PRV. VALVE OF FILTER HOUSING HEAD TYPE: H10C, HB1B, HB1D, HB2B, HB2D, H105","O-RING",null,10,null,1.5000000000000001E-4,null,{"v":18,"d":"18.00 Kč"},{"v":0,"d":"0.00 Kč"},0,{"v":18,"d":"18.00 Kč"},{"v":0,"d":"0.00 Kč"}]
[null,null,"OR-N-890X30.","O-RING NBR 70 SHR OD 89 X 3.0MM FOR THREE-PART FILTER HOUSING TYPE: H05A, H05A-AB, H10G, H10G-AB","O-RING",null,10,null,3.0000000000000003E-4,null,{"v":30,"d":"30.00 Kč"},{"v":0,"d":"0.00 Kč"},0,{"v":30,"d":"30.00 Kč"},{"v":0,"d":"0.00 Kč"}]
[null,null,"OR-N-890X35.","O-RING NBR 70 SHR OD 89 X 3.5 MM FOR THREE-PART FILTER HOUSING TYPE: H010G, H101 (OLD TYPE)","O-RING",null,10,null,3.0000000000000003E-4,null,{"v":30,"d":"30.00 Kč"},{"v":0,"d":"0.00 Kč"},0,{"v":30,"d":"30.00 Kč"},{"v":0,"d":"0.00 Kč"}]
[null,null,"OR-N-940X35.","O-RING NBR 70 SHR OD 94.0 X 3.5 MM FOR FILTER HOUSING TYPE: EG14-2","O-RING",null,10,null,3.0000000000000003E-4,null,{"v":30,"d":"30.00 Kč"},{"v":0,"d":"0.00 Kč"},0,{"v":30,"d":"30.00 Kč"},{"v":0,"d":"0.00 Kč"}]
[null,null,"OR-N-620X40.","O-RING NBR 70 SHR OD 62.0 X 4.0 MM FOR RO MEMBRANE HOUSING YT-25W TYPE: HM20","O-RING",null,10,null,3.0000000000000003E-4,null,{"v":24,"d":"24.00 Kč"},{"v":0,"d":"0.00 Kč"},0,{"v":24,"d":"24.00 Kč"},{"v":0,"d":"0.00 Kč"}]
[null,null,"OR-N-950X40.","O-RING NBR 70SHR OD-95.0X4.0MM TYPE: H10L","O-RING",null,10,null,3.0000000000000003E-4,null,{"v":36,"d":"36.00 Kč"},{"v":0,"d":"0.00 Kč"},0,{"v":36,"d":"36.00 Kč"},{"v":0,"d":"0.00 Kč"}]
[null,null,"OR-N-1080X35.","O-RING NBR 70 SHR OD 108 X 3.5 MM FOR FILTER HOUSING TYPE: H20A,H102,H20H","O-RING",null,10,null,0.0005,null,{"v":72,"d":"72.00 Kč"},{"v":0,"d":"0.00 Kč"},0,{"v":72,"d":"72.00 Kč"},{"v":0,"d":"0.00 Kč"}]
[null,null,"OR-N-1524X57.","O-RING NBR 70 SHR OD 152.4 X 5.7 MM FOR BIG BLUE FILTER HOUSING TYPE: HB1B, HB1D, HB2B, HB2D","O-RING",null,10,null,0.0005,null,{"v":96,"d":"96.00 Kč"},{"v":0,"d":"0.00 Kč"},0,{"v":96,"d":"96.00 Kč"},{"v":0,"d":"0.00 Kč"}]

{"sheet":"AQUAFILTER objednávka","index":2,"n_rows":15,"n_cols":10,"rows_kept":15,"merged":[[2,4,2,6],[3,5,3,10],[4,5,4,10],[5,5,5,10],[6,5,6,10],[7,5,7,10],[8,5,8,10],[9,5,9,10],[10,5,10,6],[10,7,10,8],[10,9,10,10],[14,1,14,2],[14,4,14,5],[14,6,14,7],[14,9,14,10],[15,1,15,2],[15,4,15,5],[15,6,15,7],[15,9,15,10],[16,1,16,2],[16,4,16,5],[16,6,16,7],[16,9,16,10],[17,1,17,2],[17,4,17,5],[17,6,17,7],[17,9,17,10],[18,1,18,2],[18,4,18,5],[18,6,18,7],[18,9,18,10],[19,1,19,2],[19,4,19,5],[19,6,19,7],[19,9,19,10],[20,1,20,2],[20,4,20,5],[20,6,20,7],[20,9,20,10],[21,1,21,2],[21,4,21,5],[21,6,21,7],[21,9,21,10],[22,1,22,2],[22,4,22,5],[22,6,22,7],[22,9,22,10],[23,1,23,2],[23,4,23,5],[23,6,23,7],[23,9,23,10],[24,1,24,2],[24,4,24,5],[24,6,24,7],[24,9,24,10],[25,1,25,2],[25,4,25,5],[25,6,25,7],[25,9,25,10],[26,1,26,2],[26,4,26,5],[26,6,26,7],[26,9,26,10],[27,1,27,2],[27,4,27,5],[27,6,27,7],[27,9,27,10],[28,1,28,2],[28,4,28,5],[28,6,28,7],[28,9,28,10],[29,1,29,2],[29,4,29,5],[29,6,29,7],[29,9,29,10],[30,1,30,2],[30,4,30,5],[30,6,30,7],[30,9,30,10],[31,1,31,2],[31,4,31,5],[31,6,31,7],[31,9,31,10],[32,1,32,2],[32,4,32,5],[32,6,32,7],[32,9,32,10],[33,1,33,2],[33,4,33,5],[33,6,33,7],[33,9,33,10],[34,1,34,2],[34,4,34,5],[34,6,34,7],[34,9,34,10],[35,1,35,2],[35,4,35,5],[35,6,35,7],[35,9,35,10],[36,1,36,2],[36,4,36,5],[36,6,36,7],[36,9,36,10],[37,1,37,2],[37,4,37,5],[37,6,37,7],[37,9,37,10],[38,1,38,2],[38,4,38,5],[38,6,38,7],[38,9,38,10],[39,1,39,2],[39,4,39,5],[39,6,39,7],[39,9,39,10],[40,1,40,2],[40,4,40,5],[40,6,40,7],[40,9,40,10],[41,1,41,2],[41,4,41,5],[41,6,41,7],[41,9,41,10],[42,1,42,2],[42,4,42,5],[42,6,42,7],[42,9,42,10],[43,1,43,2],[43,4,43,5],[43,6,43,7],[43,9,43,10],[44,1,44,2],[44,4,44,5],[44,6,44,7],[44,9,44,10],[45,1,45,2],[45,4,45,5],[45,6,45,7],[45,9,45,10],[46,1,46,2],[46,4,46,5],[46,6,46,7],[46,9,46,10],[47,1,47,2],[47,4,47,5],[47,6,47,7],[47,9,47,10],[48,1,48,2],[48,4,48,5],[48,6,48,7],[48,9,48,10],[49,1,49,2],[49,4,49,5],[49,6,49,7],[49,9,49,10]]}
["AQUAFILTER – objednávka"]
[]
[null,"Dodavatel:",null,null,"Zákazník:"]
[null,"Genova Bohemia spol. s.r.o.",null,null,"Firma",{"$f":"'AQUAFILTER registrace'!F4:K4","v":"zde vyplňte"}]
[null,"zastoupení  AQUAFILTER v ČR",null,null,"Ulice",{"$f":"'AQUAFILTER registrace'!F5:K5","v":"zde vyplňte"}]
[null,"Vídeňská 573, Vestec PSČ 252 42",null,null,"Město",{"$f":"'AQUAFILTER registrace'!F6:K6","v":"zde vyplňte"}]
[null,"IČ: 26188651, DIČ: CZ26188651",null,null,"DIČ",{"$f":"'AQUAFILTER registrace'!F7:K7","v":"zde vyplňte"}]
[null,"tel.: 244 911 288, 244 911 283",null,null,"telefon",{"$f":"'AQUAFILTER registrace'!F8:K8","v":"zde vyplňte"}]
[null,"info@genovabohemia.cz",null,null,"smlouva",{"$f":"'AQUAFILTER registrace'!F9:K9","v":"zde vyplňte"}]
[null,"objednavky@genovabohemia.cz",null,null,"mail",{"$f":"'AQUAFILTER registrace'!F10:K10","v":"zde vyplňte"}]
[null,"Otevřeno – Po až Pá – 7-18 hod, sobotní prodej – 8-12 hod",null,null,"Sleva %",{"$f":"'AQUAFILTER registrace'!F11","v":0},null,"Cena celkem",null,{"$f":"SUM(J17:K5000)","v":{"v":0,"d":"0.00 Kč"}}]
[]
[]
[]
[null,"objednací kod",null,"název a popis výrobku","objednáno ks",null,"Cena",null,"Sleva %","Cena po slevě"]